## README
Halvard DC1: a 32 MW data center leased to one hyperscaler, with a 16 MW expansion waiting for the grid
Companion workbook to The Digital Infrastructure Investor, by Julian R. Sterling. julianrsterling.com/digitalinfra
What it covers
The whole data center case of the book, year by year over ten years of ownership plus the forward year 11: capacity rent, the energy margin under the power clause, phase 2 and its grid connection, operations, management and reserves, NOI, capex, the exit, the unlevered IRR; the acquisition loan, the year-7 refinancing sized on DSCR and loan to value, the DSCR path, the equity cash flow, equity IRR and multiple. The same model is repeated for each outcome at lease end (renew, retrofit, relet, stranded) and for each stress (power +40%, grid delay of one and two years, chips early, exit cap +75 bp, PUE 1.30 with and without the shock). The valuation sheet sets three prices side by side; the thresholds sheet recomputes the case at each threshold the book prints.
Where it is in the book
Chapters 2 to 7 (lease, power, grid, chips, outcomes, price) and Chapter 15 (debt).
Public markers (dated; everything else is the fictional case)
Inputs marked public: CBRE, North America Data Center Trends H2 2024 (average asking rate for 250 to 500 kW in primary markets, $184.06 per kW per month); NVIDIA GB200 NVL72 as integrators specify it (132 kW per rack, 2025); NVIDIA Rubin Ultra NVL576 in the Kyber rack, announced in March 2025 for the second half of 2027 (about 600 kW per rack). They were checked when the book was written and will date; the case's own densities are assumptions.
Sheets
Inputs: every assumption. Model: the base case (renew). Debt: loan, refinancing and equity flows for every case. Scenarios: the model with one assumption changed. Valuation: direct capitalization, DCF by outcome, platform multiple, what the lease pays back. Thresholds: one full case per threshold, with the target shown to be hit. Checks: every figure the book prints beside its live cell, and logic checks.
Conventions
Yellow cells with blue type are inputs; grey cells are formulas; navy rows are headers. Amounts in $ millions unless marked. Cash flows are annual, at year end; IRR is IRR() over the cash-flow row. No macros, no circular references, nothing locked, protected or hidden. Halvard DC1, its tenant and its lenders are fictional; every figure is the book's assumption, not a market statistic.
The file is provided without warranty of any kind. It is a teaching model, not investment advice.

## Inputs
Inputs: Halvard DC1 and its debt
Yellow cells with blue type are inputs. Change one and every sheet follows. Amounts in $ millions unless marked.
Phase 1: the lease (Chapter 2)
Phase 1 contracted IT capacity | 32 | MW
Capacity rent, year 1 | 138 | $ per kW per month
Fixed rent escalator | 2% | a year
Lease expires at the end of year | 8 | year of ownership
Landlord operations, phase 1, year 1 | 4.1 | $m, indexed
Cost index (operations and reserves) | 3% | a year
Management, share of capacity rent | 1%
Major-repair reserve, phase 1, year 1 | 1.3 | $m, indexed
Phase 1: power (Chapter 3)
Average IT load, share of contracted capacity | 80%
Contract PUE cap (the tenant pays energy up to it) | 1.3
Actual PUE of phase 1 | 1.4
Energy tariff billed to the tenant, year 1 | 74 | $ per MWh
Tariff escalator | 2% | a year
Landlord supply contract, fixed price | 61 | $ per MWh
Fixed supply contract runs to the end of year | 4
Assumed market price in year 5 | 67 | $ per MWh
Market price escalator | 2.5% | a year
Market price shock, base case | 0% | 0 in the base case
Shock applies from year | 5
New leases: pass-through fee on energy | 3 | $ per MWh
Phase 2 and the grid (Chapter 4)
Phase 2 IT capacity | 16 | MW
Construction cost | 10.5 | $m per MW, half in year 1, half in year 2
Energization year, base case | 3
Energization year scheduled by the utility | 3
Pre-lease rent in the energization year | 152 | $ per kW per month
Free rent per month of delay | 0.5 | months, capped at 12
Cost of each year of delay, share of the phase 2 budget | 4% | paid in year 2
Actual PUE of phase 2 (liquid cooling) | 1.2
Phase 2 operations (year-1 value, indexed) | 1.6 | $m from energization
Phase 2 reserve (year-1 value, indexed) | 0.5 | $m from energization
What happens at lease end (Chapters 5 and 6)
Base case outcome | renew | renew, retrofit, relet or stranded
Renew: rent reset, share of passing rent | 90%
Renew: refresh capex in year 9 | 0.4 | $m per MW
Retrofit: liquid-cooling conversion in year 9 | 2.6 | $m per MW
Retrofit: new lease rent from year 10 | 168 | $ per kW per month
Retrofit: PUE | 1.2
Retrofit: operations in year 9, share of normal | 50% | halls empty
Relet: colocation rent (year-10 level) | 120 | $ per kW per month
Relet: occupancy, year 9 | 0%
Relet: occupancy, year 10 | 55%
Relet: occupancy, year 11 onward | 85%
Relet: PUE | 1.45
Relet: operations multiplier (several tenants) | 1.25 | x
Relet: fit-out in year 9 | 0.8 | $m per MW
Stranded: mothballed costs, share of normal | 40%
Stranded: powered land value | 1.6 | $m per MW of phase 1
Stranded: demolition | 12 | $m
Chips early: tenant load falls from year | 5 | scenario setting
Chips early: phase 1 IT load after the fall | 45% | scenario setting
Chips early: partial-load PUE after the fall | 1.55 | scenario setting
Price, exit and valuation (Chapter 7)
Purchase price | 900 | $m
Transaction costs, share of price | 2%
Exit costs, share of gross exit value | 1.5%
Exit cap rate, renew | 6.25% | on year-11 NOI
Exit cap rate, retrofit | 5.75%
Exit cap rate, relet | 7.25%
Exit cap rate, stranded (phase 2) | 6%
Exit cap rate shift, base case | 0% | 0 in the base case
DCF discount rate | 7.5% | assumption
Market cap rate for direct capitalization | 5.5% | assumption
Listed platform EBITDA multiple | 22 | x, assumption
Acquisition loan and refinancing (Chapter 15)
Loan to price | 55%
Fixed rate | 6%
Interest-only years | 2
Amortization schedule after interest only | 25 | years
Maturity, end of year | 7
Loan fee (acquisition and refinancing) | 1%
Refinancing rate | 6.5%
Refinancing sizing DSCR | 1.4 | x
Refinancing loan to value | 55%
Refinancing amortization if a new long lease is signed | 20 | years
Refinancing amortization otherwise (phase 2 lease to year 14) | 7 | years
Cash lock-up DSCR | 1.25 | x
Default DSCR | 1.1 | x
Density and public markers (Chapters 5 and 7; markers dated, see README)
Phase 1 design density (air) | 15 | kW per rack, assumption
Phase 1 ceiling with rear-door heat exchangers | 25 | kW per rack, assumption
Phase 2 design density (liquid) | 130 | kW per rack, assumption
Rack-scale AI system as integrators specify it (2025) | 132 | kW per rack, public
Next rack generation announced for 2027 | 600 | kW per rack, public
CBRE asking rate, 250 to 500 kW, primary markets, H2 2024 | 184.06 | $ per kW per month, public
Scenario settings (Chapters 3, 4 and 7)
Power shock tested | 40% | from the shock year
Grid delay: energization one year late | 4 | year
Grid delay: energization two years late | 5 | year
Exit cap rate shift tested | 0.75% | +75 bp
Phase 1 PUE tested | 1.3 | the contract cap
The fund's equity IRR target | 10%

## Model
Halvard DC1: the annual model, base case (renew at lease end)
Chapters 2 to 4 and 6. Every line is a live formula on Inputs. The block's parameter column reads Inputs; the Scenarios sheet repeats the block with one parameter changed.
Base case: renew at lease end
Phase 1 outcome at lease end (renew, retrofit, relet or stranded) | renew
Market power price shock from the shock year | 0%
Phase 2 energization year | 3
Tenant load falls from year (0 = never) | 0
Phase 1 IT load after the fall | 45%
Phase 1 partial-load PUE after the fall | 1.55
Exit cap rate shift | 0%
Actual PUE of phase 1 | 1.4
Renewal rent reset, share of passing rent | 90%
Re-let colocation rent, $ per kW per month (year 10) | 120
Purchase price, $m | 900
Phase 1 passing rent in the last lease year, $m | 60.8712
Year of ownership ($m unless marked) |  |  | 1 | 2 | 3 | 4 | 5 | 6 | 7 | 8 | 9 | 10 | 11
Landlord supply price, $ per MWh |  |  | 61 | 61 | 61 | 61 | 67 | 68.675 | 70.3919 | 72.1517 | 73.9555 | 75.8044 | 77.6995
Tariff billed to the tenant, $ per MWh |  |  | 74 | 75.48 | 76.9896 | 78.5294 | 80.1 | 81.702 | 83.336 | 85.0027 | 86.7028 | 88.4369 | 90.2056
Cost index |  |  | 1 | 1.03 | 1.0609 | 1.0927 | 1.1255 | 1.1593 | 1.1941 | 1.2299 | 1.2668 | 1.3048 | 1.3439
Phase 1 IT load, share of capacity |  |  | 80% | 80% | 80% | 80% | 80% | 80% | 80% | 80% | 80% | 80% | 80%
Phase 1 PUE |  |  | 1.4 | 1.4 | 1.4 | 1.4 | 1.4 | 1.4 | 1.4 | 1.4 | 1.4 | 1.4 | 1.4
Phase 1 halls in service (occupancy) |  |  | 100% | 100% | 100% | 100% | 100% | 100% | 100% | 100% | 100% | 100% | 100%
Phase 1 IT energy, MWh |  |  | 224256 | 224256 | 224256 | 224256 | 224256 | 224256 | 224256 | 224256 | 224256 | 224256 | 224256
Phase 1 capacity rent |  |  | 52.992 | 54.0518 | 55.1329 | 56.2355 | 57.3602 | 58.5074 | 59.6776 | 60.8712 | 54.784 | 55.8797 | 56.9973
Phase 1 energy margin |  |  | 2.422 | 2.8534 | 3.2935 | 3.7424 | 2.3166 | 2.2577 | 2.1951 | 2.1285 | 2.0578 | 1.9828 | 1.9035
Phase 1 operations |  |  | 4.1 | 4.223 | 4.3497 | 4.4802 | 4.6146 | 4.753 | 4.8956 | 5.0425 | 5.1938 | 5.3496 | 5.5101
Phase 2 capacity rent |  |  | 0 | 0 | 29.184 | 29.7677 | 30.363 | 30.9703 | 31.5897 | 32.2215 | 32.8659 | 33.5232 | 34.1937
Phase 2 IT energy, MWh |  |  | 0 | 0 | 112128 | 112128 | 112128 | 112128 | 112128 | 112128 | 112128 | 112128 | 112128
Phase 2 energy fee |  |  | 0 | 0 | 0.40366 | 0.40366 | 0.40366 | 0.40366 | 0.40366 | 0.40366 | 0.40366 | 0.40366 | 0.40366
Phase 2 operations |  |  | 0 | 0 | 1.6974 | 1.7484 | 1.8008 | 1.8548 | 1.9105 | 1.9678 | 2.0268 | 2.0876 | 2.1503
Management |  |  | 0.52992 | 0.54052 | 0.84317 | 0.86003 | 0.87723 | 0.89478 | 0.91267 | 0.93093 | 0.8765 | 0.89403 | 0.91191
NOI |  |  | 50.784 | 52.1418 | 81.1238 | 83.0607 | 83.1509 | 84.6365 | 86.1473 | 87.6836 | 82.0143 | 83.4582 | 84.9259
Major-repair reserve |  |  | 1.3 | 1.339 | 1.9096 | 1.9669 | 2.0259 | 2.0867 | 2.1493 | 2.2138 | 2.2802 | 2.3486 | 2.419
Phase 2 construction |  |  | 84 | 84 | 0 | 0 | 0 | 0 | 0 | 0 | 0 | 0 | 0
Lease-end capex (refresh, retrofit or fit-out) |  |  | 0 | 0 | 0 | 0 | 0 | 0 | 0 | 0 | 12.8 | 0 | 0
Cash flow before exit (NOI less reserve and capex) |  |  | -34.516 | -33.1972 | 79.2142 | 81.0938 | 81.1249 | 82.5498 | 83.998 | 85.4698 | 66.9341 | 81.1096 | 82.5069
Year 11 is the forward year: its NOI sets the exit value at the end of year 10.
Exit cap rate (outcome rate plus shift) | 6.25%
Year-11 phase 2 NOI | 32.1052
Year-11 phase 1 NOI (site costs if stranded) | 52.8208
Stranded: powered land less demolition | 0
Gross exit value | 1358.815
Net exit value (after exit costs) | 1338.4327
Entry cost (price plus transaction costs) | 918
Unlevered cash flow |  | 0 | 1 | 2 | 3 | 4 | 5 | 6 | 7 | 8 | 9 | 10
Unlevered cash flow (entry, operations, exit) |  | -918 | -34.516 | -33.1972 | 79.2142 | 81.0938 | 81.1249 | 82.5498 | 83.998 | 85.4698 | 66.9341 | 1419.5424
Unlevered IRR, IRR() over the row | 8.487%
PUE gap cost, year 1 (MWh x PUE gap x fixed price), $m | 1.368
Phase 2 construction budget, $m | 168
Powered land, phase 1, $m | 51.2
Retrofit of phase 1 to liquid cooling, $m | 83.2

## Debt
Debt: the acquisition loan, the year-7 refinancing and the equity cash flow (Chapter 15)
One block per case. The new lender sizes on the lower of the DSCR and the loan to value; without a new long lease it counts only phase 2.
Base case: renew at lease end: debt and equity
Acquisition loan | 495
Annual payment once amortization starts | 38.7222
Balloon at maturity (balance after the amortizing years) | 444.1409
New long lease signed before the refinancing (1 = yes, renew only) | 1
Refinancing amortization, years | 20
NOI the new lender counts (year after maturity, less reserve) | 85.4698
Debt service the DSCR allows | 61.0498
Loan sized by DSCR | 672.6782
Value at refinancing (NOI / exit cap rate) | 1367.5166
Loan sized by loan to value | 752.1341
New loan (the lower of the two) | 672.6782
Refinancing cash to equity (negative: equity pays down) | 221.8105
Annual payment on the new loan | 61.0498
Debt schedule |  | 0 | 1 | 2 | 3 | 4 | 5 | 6 | 7 | 8 | 9 | 10
Opening balance |  |  | 495 | 495 | 495 | 485.9778 | 476.4142 | 466.2768 | 455.5312 | 672.6782 | 655.3524 | 636.9005
Interest rate |  |  | 6% | 6% | 6% | 6% | 6% | 6% | 6% | 6.5% | 6.5% | 6.5%
Interest |  |  | 29.7 | 29.7 | 29.7 | 29.1587 | 28.5849 | 27.9766 | 27.3319 | 43.7241 | 42.5979 | 41.3985
Principal |  |  | 0 | 0 | 9.0222 | 9.5636 | 10.1374 | 10.7456 | 11.3904 | 17.3258 | 18.4519 | 19.6513
Closing balance |  |  | 495 | 495 | 485.9778 | 476.4142 | 466.2768 | 455.5312 | 444.1409 | 655.3524 | 636.9005 | 617.2492
Debt service |  |  | 29.7 | 29.7 | 38.7222 | 38.7222 | 38.7222 | 38.7222 | 38.7222 | 61.0498 | 61.0498 | 61.0498
DSCR: (NOI less reserve) / debt service |  |  | 1.6661 | 1.7105 | 2.0457 | 2.0942 | 2.095 | 2.1318 | 2.1692 | 1.4 | 1.306 | 1.3286
Lowest DSCR, years 5 to 7 (lock-up test) | 2.095
Equity cash flow |  | 0 | 1 | 2 | 3 | 4 | 5 | 6 | 7 | 8 | 9 | 10
Debt cash flow (loan, service, refinancing, repayment) |  | 490.05 | -29.7 | -29.7 | -38.7222 | -38.7222 | -38.7222 | -38.7222 | 183.0883 | -61.0498 | -61.0498 | -678.299
Equity cash flow |  | -427.95 | -64.216 | -62.8972 | 40.4919 | 42.3716 | 42.4027 | 43.8276 | 267.0863 | 24.4199 | 5.8843 | 741.2433
Equity IRR, IRR() over the row | 10.23%
Equity multiple (money back / money in) | 2.1758
Equity at purchase | 427.95
Outcome: retrofit to liquid cooling and a new lease: debt and equity
Acquisition loan | 495
Annual payment once amortization starts | 38.7222
Balloon at maturity (balance after the amortizing years) | 444.1409
New long lease signed before the refinancing (1 = yes, renew only) | 0
Refinancing amortization, years | 7
NOI the new lender counts (year after maturity, less reserve) | 29.7202
Debt service the DSCR allows | 21.2287
Loan sized by DSCR | 116.4293
Value at refinancing (NOI / exit cap rate) | 516.8731
Loan sized by loan to value | 284.2802
New loan (the lower of the two) | 116.4293
Refinancing cash to equity (negative: equity pays down) | -328.8758
Annual payment on the new loan | 21.2287
Debt schedule |  | 0 | 1 | 2 | 3 | 4 | 5 | 6 | 7 | 8 | 9 | 10
Opening balance |  |  | 495 | 495 | 495 | 485.9778 | 476.4142 | 466.2768 | 455.5312 | 116.4293 | 102.7685 | 88.2197
Interest rate |  |  | 6% | 6% | 6% | 6% | 6% | 6% | 6% | 6.5% | 6.5% | 6.5%
Interest |  |  | 29.7 | 29.7 | 29.7 | 29.1587 | 28.5849 | 27.9766 | 27.3319 | 7.5679 | 6.68 | 5.7343
Principal |  |  | 0 | 0 | 9.0222 | 9.5636 | 10.1374 | 10.7456 | 11.3904 | 13.6608 | 14.5488 | 15.4944
Closing balance |  |  | 495 | 495 | 485.9778 | 476.4142 | 466.2768 | 455.5312 | 444.1409 | 102.7685 | 88.2197 | 72.7253
Debt service |  |  | 29.7 | 29.7 | 38.7222 | 38.7222 | 38.7222 | 38.7222 | 38.7222 | 21.2287 | 21.2287 | 21.2287
DSCR: (NOI less reserve) / debt service |  |  | 1.6661 | 1.7105 | 2.0457 | 2.0942 | 2.095 | 2.1318 | 2.1692 | 4.0261 | 1.2265 | 4.1679
Lowest DSCR, years 5 to 7 (lock-up test) | 2.095
Equity cash flow |  | 0 | 1 | 2 | 3 | 4 | 5 | 6 | 7 | 8 | 9 | 10
Debt cash flow (loan, service, refinancing, repayment) |  | 490.05 | -29.7 | -29.7 | -38.7222 | -38.7222 | -38.7222 | -38.7222 | -367.5981 | -21.2287 | -21.2287 | -93.954
Equity cash flow |  | -427.95 | -64.216 | -62.8972 | 40.4919 | 42.3716 | 42.4027 | 43.8276 | -283.6001 | 64.2411 | -78.3917 | 1579.8903
Equity IRR, IRR() over the row | 10.69%
Equity multiple (money back / money in) | 1.9772
Equity at purchase | 427.95
Outcome: the tenant leaves, re-let to colocation customers: debt and equity
Acquisition loan | 495
Annual payment once amortization starts | 38.7222
Balloon at maturity (balance after the amortizing years) | 444.1409
New long lease signed before the refinancing (1 = yes, renew only) | 0
Refinancing amortization, years | 7
NOI the new lender counts (year after maturity, less reserve) | 29.7202
Debt service the DSCR allows | 21.2287
Loan sized by DSCR | 116.4293
Value at refinancing (NOI / exit cap rate) | 409.9339
Loan sized by loan to value | 225.4636
New loan (the lower of the two) | 116.4293
Refinancing cash to equity (negative: equity pays down) | -328.8758
Annual payment on the new loan | 21.2287
Debt schedule |  | 0 | 1 | 2 | 3 | 4 | 5 | 6 | 7 | 8 | 9 | 10
Opening balance |  |  | 495 | 495 | 495 | 485.9778 | 476.4142 | 466.2768 | 455.5312 | 116.4293 | 102.7685 | 88.2197
Interest rate |  |  | 6% | 6% | 6% | 6% | 6% | 6% | 6% | 6.5% | 6.5% | 6.5%
Interest |  |  | 29.7 | 29.7 | 29.7 | 29.1587 | 28.5849 | 27.9766 | 27.3319 | 7.5679 | 6.68 | 5.7343
Principal |  |  | 0 | 0 | 9.0222 | 9.5636 | 10.1374 | 10.7456 | 11.3904 | 13.6608 | 14.5488 | 15.4944
Closing balance |  |  | 495 | 495 | 485.9778 | 476.4142 | 466.2768 | 455.5312 | 444.1409 | 102.7685 | 88.2197 | 72.7253
Debt service |  |  | 29.7 | 29.7 | 38.7222 | 38.7222 | 38.7222 | 38.7222 | 38.7222 | 21.2287 | 21.2287 | 21.2287
DSCR: (NOI less reserve) / debt service |  |  | 1.6661 | 1.7105 | 2.0457 | 2.0942 | 2.095 | 2.1318 | 2.1692 | 4.0261 | 1.043 | 2.2656
Lowest DSCR, years 5 to 7 (lock-up test) | 2.095
Equity cash flow |  | 0 | 1 | 2 | 3 | 4 | 5 | 6 | 7 | 8 | 9 | 10
Debt cash flow (loan, service, refinancing, repayment) |  | 490.05 | -29.7 | -29.7 | -38.7222 | -38.7222 | -38.7222 | -38.7222 | -367.5981 | -21.2287 | -21.2287 | -93.954
Equity cash flow |  | -427.95 | -64.216 | -62.8972 | 40.4919 | 42.3716 | 42.4027 | 43.8276 | -283.6001 | 64.2411 | -24.687 | 845.3781
Equity IRR, IRR() over the row | 3.564%
Equity multiple (money back / money in) | 1.2494
Equity at purchase | 427.95
Outcome: stranded (nobody takes the halls): debt and equity
Acquisition loan | 495
Annual payment once amortization starts | 38.7222
Balloon at maturity (balance after the amortizing years) | 444.1409
New long lease signed before the refinancing (1 = yes, renew only) | 0
Refinancing amortization, years | 7
NOI the new lender counts (year after maturity, less reserve) | 29.7202
Debt service the DSCR allows | 21.2287
Loan sized by DSCR | 116.4293
Value at refinancing (NOI / exit cap rate) | 495.3367
Loan sized by loan to value | 272.4352
New loan (the lower of the two) | 116.4293
Refinancing cash to equity (negative: equity pays down) | -328.8758
Annual payment on the new loan | 21.2287
Debt schedule |  | 0 | 1 | 2 | 3 | 4 | 5 | 6 | 7 | 8 | 9 | 10
Opening balance |  |  | 495 | 495 | 495 | 485.9778 | 476.4142 | 466.2768 | 455.5312 | 116.4293 | 102.7685 | 88.2197
Interest rate |  |  | 6% | 6% | 6% | 6% | 6% | 6% | 6% | 6.5% | 6.5% | 6.5%
Interest |  |  | 29.7 | 29.7 | 29.7 | 29.1587 | 28.5849 | 27.9766 | 27.3319 | 7.5679 | 6.68 | 5.7343
Principal |  |  | 0 | 0 | 9.0222 | 9.5636 | 10.1374 | 10.7456 | 11.3904 | 13.6608 | 14.5488 | 15.4944
Closing balance |  |  | 495 | 495 | 485.9778 | 476.4142 | 466.2768 | 455.5312 | 444.1409 | 102.7685 | 88.2197 | 72.7253
Debt service |  |  | 29.7 | 29.7 | 38.7222 | 38.7222 | 38.7222 | 38.7222 | 38.7222 | 21.2287 | 21.2287 | 21.2287
DSCR: (NOI less reserve) / debt service |  |  | 1.6661 | 1.7105 | 2.0457 | 2.0942 | 2.095 | 2.1318 | 2.1692 | 4.0261 | 1.2975 | 1.3205
Lowest DSCR, years 5 to 7 (lock-up test) | 2.095
Equity cash flow |  | 0 | 1 | 2 | 3 | 4 | 5 | 6 | 7 | 8 | 9 | 10
Debt cash flow (loan, service, refinancing, repayment) |  | 490.05 | -29.7 | -29.7 | -38.7222 | -38.7222 | -38.7222 | -38.7222 | -367.5981 | -21.2287 | -21.2287 | -93.954
Equity cash flow |  | -427.95 | -64.216 | -62.8972 | 40.4919 | 42.3716 | 42.4027 | 43.8276 | -283.6001 | 64.2411 | 6.3158 | 463.5684
Equity IRR, IRR() over the row | -2.979%
Equity multiple (money back / money in) | 0.8385
Equity at purchase | 427.95
Power price +40% from year 5: debt and equity
Acquisition loan | 495
Annual payment once amortization starts | 38.7222
Balloon at maturity (balance after the amortizing years) | 444.1409
New long lease signed before the refinancing (1 = yes, renew only) | 1
Refinancing amortization, years | 20
NOI the new lender counts (year after maturity, less reserve) | 76.4087
Debt service the DSCR allows | 54.5777
Loan sized by DSCR | 601.3645
Value at refinancing (NOI / exit cap rate) | 1222.5398
Loan sized by loan to value | 672.3969
New loan (the lower of the two) | 601.3645
Refinancing cash to equity (negative: equity pays down) | 151.2099
Annual payment on the new loan | 54.5777
Debt schedule |  | 0 | 1 | 2 | 3 | 4 | 5 | 6 | 7 | 8 | 9 | 10
Opening balance |  |  | 495 | 495 | 495 | 485.9778 | 476.4142 | 466.2768 | 455.5312 | 601.3645 | 585.8755 | 569.3797
Interest rate |  |  | 6% | 6% | 6% | 6% | 6% | 6% | 6% | 6.5% | 6.5% | 6.5%
Interest |  |  | 29.7 | 29.7 | 29.7 | 29.1587 | 28.5849 | 27.9766 | 27.3319 | 39.0887 | 38.0819 | 37.0097
Principal |  |  | 0 | 0 | 9.0222 | 9.5636 | 10.1374 | 10.7456 | 11.3904 | 15.489 | 16.4958 | 17.568
Closing balance |  |  | 495 | 495 | 485.9778 | 476.4142 | 466.2768 | 455.5312 | 444.1409 | 585.8755 | 569.3797 | 551.8117
Debt service |  |  | 29.7 | 29.7 | 38.7222 | 38.7222 | 38.7222 | 38.7222 | 38.7222 | 54.5777 | 54.5777 | 54.5777
DSCR: (NOI less reserve) / debt service |  |  | 1.6661 | 1.7105 | 2.0457 | 2.0942 | 1.8778 | 1.9091 | 1.941 | 1.4 | 1.2908 | 1.3117
Lowest DSCR, years 5 to 7 (lock-up test) | 1.8778
Equity cash flow |  | 0 | 1 | 2 | 3 | 4 | 5 | 6 | 7 | 8 | 9 | 10
Debt cash flow (loan, service, refinancing, repayment) |  | 490.05 | -29.7 | -29.7 | -38.7222 | -38.7222 | -38.7222 | -38.7222 | 112.4877 | -54.5777 | -54.5777 | -606.3894
Equity cash flow |  | -427.95 | -64.216 | -62.8972 | 40.4919 | 42.3716 | 33.9886 | 35.2031 | 187.6456 | 21.8311 | 3.0689 | 649.8509
Equity IRR, IRR() over the row | 7.773%
Equity multiple (money back / money in) | 1.8276
Equity at purchase | 427.95
Grid delay: phase 2 energized in year 4: debt and equity
Acquisition loan | 495
Annual payment once amortization starts | 38.7222
Balloon at maturity (balance after the amortizing years) | 444.1409
New long lease signed before the refinancing (1 = yes, renew only) | 1
Refinancing amortization, years | 20
NOI the new lender counts (year after maturity, less reserve) | 84.8443
Debt service the DSCR allows | 60.6031
Loan sized by DSCR | 667.7555
Value at refinancing (NOI / exit cap rate) | 1357.509
Loan sized by loan to value | 746.63
New loan (the lower of the two) | 667.7555
Refinancing cash to equity (negative: equity pays down) | 216.937
Annual payment on the new loan | 60.6031
Debt schedule |  | 0 | 1 | 2 | 3 | 4 | 5 | 6 | 7 | 8 | 9 | 10
Opening balance |  |  | 495 | 495 | 495 | 485.9778 | 476.4142 | 466.2768 | 455.5312 | 667.7555 | 650.5565 | 632.2396
Interest rate |  |  | 6% | 6% | 6% | 6% | 6% | 6% | 6% | 6.5% | 6.5% | 6.5%
Interest |  |  | 29.7 | 29.7 | 29.7 | 29.1587 | 28.5849 | 27.9766 | 27.3319 | 43.4041 | 42.2862 | 41.0956
Principal |  |  | 0 | 0 | 9.0222 | 9.5636 | 10.1374 | 10.7456 | 11.3904 | 17.199 | 18.3169 | 19.5075
Closing balance |  |  | 495 | 495 | 485.9778 | 476.4142 | 466.2768 | 455.5312 | 444.1409 | 650.5565 | 632.2396 | 612.7321
Debt service |  |  | 29.7 | 29.7 | 38.7222 | 38.7222 | 38.7222 | 38.7222 | 38.7222 | 60.6031 | 60.6031 | 60.6031
DSCR: (NOI less reserve) / debt service |  |  | 1.6661 | 1.7105 | 1.3467 | 1.7063 | 2.0798 | 2.1163 | 2.1534 | 1.4 | 1.3052 | 1.3276
Lowest DSCR, years 5 to 7 (lock-up test) | 2.0798
Equity cash flow |  | 0 | 1 | 2 | 3 | 4 | 5 | 6 | 7 | 8 | 9 | 10
Debt cash flow (loan, service, refinancing, repayment) |  | 490.05 | -29.7 | -29.7 | -38.7222 | -38.7222 | -38.7222 | -38.7222 | 178.2148 | -60.6031 | -60.6031 | -673.3352
Equity cash flow |  | -427.95 | -64.216 | -69.6172 | 13.424 | 27.3477 | 41.8133 | 43.2264 | 261.5996 | 24.2412 | 5.693 | 735.0956
Equity IRR, IRR() over the row | 9.139%
Equity multiple (money back / money in) | 2.0514
Equity at purchase | 427.95
Grid delay: phase 2 energized in year 5: debt and equity
Acquisition loan | 495
Annual payment once amortization starts | 38.7222
Balloon at maturity (balance after the amortizing years) | 444.1409
New long lease signed before the refinancing (1 = yes, renew only) | 1
Refinancing amortization, years | 20
NOI the new lender counts (year after maturity, less reserve) | 84.2311
Debt service the DSCR allows | 60.1651
Loan sized by DSCR | 662.9293
Value at refinancing (NOI / exit cap rate) | 1347.6976
Loan sized by loan to value | 741.2337
New loan (the lower of the two) | 662.9293
Refinancing cash to equity (negative: equity pays down) | 212.1591
Annual payment on the new loan | 60.1651
Debt schedule |  | 0 | 1 | 2 | 3 | 4 | 5 | 6 | 7 | 8 | 9 | 10
Opening balance |  |  | 495 | 495 | 495 | 485.9778 | 476.4142 | 466.2768 | 455.5312 | 662.9293 | 645.8546 | 627.6701
Interest rate |  |  | 6% | 6% | 6% | 6% | 6% | 6% | 6% | 6.5% | 6.5% | 6.5%
Interest |  |  | 29.7 | 29.7 | 29.7 | 29.1587 | 28.5849 | 27.9766 | 27.3319 | 43.0904 | 41.9805 | 40.7986
Principal |  |  | 0 | 0 | 9.0222 | 9.5636 | 10.1374 | 10.7456 | 11.3904 | 17.0747 | 18.1845 | 19.3665
Closing balance |  |  | 495 | 495 | 485.9778 | 476.4142 | 466.2768 | 455.5312 | 444.1409 | 645.8546 | 627.6701 | 608.3036
Debt service |  |  | 29.7 | 29.7 | 38.7222 | 38.7222 | 38.7222 | 38.7222 | 38.7222 | 60.1651 | 60.1651 | 60.1651
DSCR: (NOI less reserve) / debt service |  |  | 1.6661 | 1.7105 | 1.3467 | 1.382 | 1.3188 | 2.1011 | 2.1379 | 1.4 | 1.3043 | 1.3267
Lowest DSCR, years 5 to 7 (lock-up test) | 1.3188
Equity cash flow |  | 0 | 1 | 2 | 3 | 4 | 5 | 6 | 7 | 8 | 9 | 10
Debt cash flow (loan, service, refinancing, repayment) |  | 490.05 | -29.7 | -29.7 | -38.7222 | -38.7222 | -38.7222 | -38.7222 | 173.4369 | -60.1651 | -60.1651 | -668.4686
Equity cash flow |  | -427.95 | -64.216 | -76.3372 | 13.424 | 14.7927 | 12.3433 | 42.637 | 256.2204 | 24.066 | 5.5056 | 729.0684
Equity IRR, IRR() over the row | 8.162%
Equity multiple (money back / money in) | 1.9315
Equity at purchase | 427.95
Chips early: load falls from year 5, stranded at lease end: debt and equity
Acquisition loan | 495
Annual payment once amortization starts | 38.7222
Balloon at maturity (balance after the amortizing years) | 444.1409
New long lease signed before the refinancing (1 = yes, renew only) | 0
Refinancing amortization, years | 7
NOI the new lender counts (year after maturity, less reserve) | 29.7202
Debt service the DSCR allows | 21.2287
Loan sized by DSCR | 116.4293
Value at refinancing (NOI / exit cap rate) | 495.3367
Loan sized by loan to value | 272.4352
New loan (the lower of the two) | 116.4293
Refinancing cash to equity (negative: equity pays down) | -328.8758
Annual payment on the new loan | 21.2287
Debt schedule |  | 0 | 1 | 2 | 3 | 4 | 5 | 6 | 7 | 8 | 9 | 10
Opening balance |  |  | 495 | 495 | 495 | 485.9778 | 476.4142 | 466.2768 | 455.5312 | 116.4293 | 102.7685 | 88.2197
Interest rate |  |  | 6% | 6% | 6% | 6% | 6% | 6% | 6% | 6.5% | 6.5% | 6.5%
Interest |  |  | 29.7 | 29.7 | 29.7 | 29.1587 | 28.5849 | 27.9766 | 27.3319 | 7.5679 | 6.68 | 5.7343
Principal |  |  | 0 | 0 | 9.0222 | 9.5636 | 10.1374 | 10.7456 | 11.3904 | 13.6608 | 14.5488 | 15.4944
Closing balance |  |  | 495 | 495 | 485.9778 | 476.4142 | 466.2768 | 455.5312 | 444.1409 | 102.7685 | 88.2197 | 72.7253
Debt service |  |  | 29.7 | 29.7 | 38.7222 | 38.7222 | 38.7222 | 38.7222 | 38.7222 | 21.2287 | 21.2287 | 21.2287
DSCR: (NOI less reserve) / debt service |  |  | 1.6661 | 1.7105 | 2.0457 | 2.0942 | 2.0361 | 2.0728 | 2.11 | 3.918 | 1.2975 | 1.3205
Lowest DSCR, years 5 to 7 (lock-up test) | 2.0361
Equity cash flow |  | 0 | 1 | 2 | 3 | 4 | 5 | 6 | 7 | 8 | 9 | 10
Debt cash flow (loan, service, refinancing, repayment) |  | 490.05 | -29.7 | -29.7 | -38.7222 | -38.7222 | -38.7222 | -38.7222 | -367.5981 | -21.2287 | -21.2287 | -93.954
Equity cash flow |  | -427.95 | -64.216 | -62.8972 | 40.4919 | 42.3716 | 40.1215 | 41.5404 | -285.8924 | 61.9446 | 6.3158 | 463.5684
Equity IRR, IRR() over the row | -3.186%
Equity multiple (money back / money in) | 0.82805
Equity at purchase | 427.95
Exit cap rate +75 bp: debt and equity
Acquisition loan | 495
Annual payment once amortization starts | 38.7222
Balloon at maturity (balance after the amortizing years) | 444.1409
New long lease signed before the refinancing (1 = yes, renew only) | 1
Refinancing amortization, years | 20
NOI the new lender counts (year after maturity, less reserve) | 85.4698
Debt service the DSCR allows | 61.0498
Loan sized by DSCR | 672.6782
Value at refinancing (NOI / exit cap rate) | 1220.997
Loan sized by loan to value | 671.5483
New loan (the lower of the two) | 671.5483
Refinancing cash to equity (negative: equity pays down) | 220.692
Annual payment on the new loan | 60.9473
Debt schedule |  | 0 | 1 | 2 | 3 | 4 | 5 | 6 | 7 | 8 | 9 | 10
Opening balance |  |  | 495 | 495 | 495 | 485.9778 | 476.4142 | 466.2768 | 455.5312 | 671.5483 | 654.2517 | 635.8307
Interest rate |  |  | 6% | 6% | 6% | 6% | 6% | 6% | 6% | 6.5% | 6.5% | 6.5%
Interest |  |  | 29.7 | 29.7 | 29.7 | 29.1587 | 28.5849 | 27.9766 | 27.3319 | 43.6506 | 42.5264 | 41.329
Principal |  |  | 0 | 0 | 9.0222 | 9.5636 | 10.1374 | 10.7456 | 11.3904 | 17.2967 | 18.4209 | 19.6183
Closing balance |  |  | 495 | 495 | 485.9778 | 476.4142 | 466.2768 | 455.5312 | 444.1409 | 654.2517 | 635.8307 | 616.2124
Debt service |  |  | 29.7 | 29.7 | 38.7222 | 38.7222 | 38.7222 | 38.7222 | 38.7222 | 60.9473 | 60.9473 | 60.9473
DSCR: (NOI less reserve) / debt service |  |  | 1.6661 | 1.7105 | 2.0457 | 2.0942 | 2.095 | 2.1318 | 2.1692 | 1.4024 | 1.3082 | 1.3308
Lowest DSCR, years 5 to 7 (lock-up test) | 2.095
Equity cash flow |  | 0 | 1 | 2 | 3 | 4 | 5 | 6 | 7 | 8 | 9 | 10
Debt cash flow (loan, service, refinancing, repayment) |  | 490.05 | -29.7 | -29.7 | -38.7222 | -38.7222 | -38.7222 | -38.7222 | 181.9698 | -60.9473 | -60.9473 | -677.1597
Equity cash flow |  | -427.95 | -64.216 | -62.8972 | 40.4919 | 42.3716 | 42.4027 | 43.8276 | 265.9677 | 24.5225 | 5.9868 | 598.9791
Equity IRR, IRR() over the row | 8.699%
Equity multiple (money back / money in) | 1.9179
Equity at purchase | 427.95
Phase 1 at its contract PUE of 1.30: debt and equity
Acquisition loan | 495
Annual payment once amortization starts | 38.7222
Balloon at maturity (balance after the amortizing years) | 444.1409
New long lease signed before the refinancing (1 = yes, renew only) | 1
Refinancing amortization, years | 20
NOI the new lender counts (year after maturity, less reserve) | 87.0878
Debt service the DSCR allows | 62.2056
Loan sized by DSCR | 685.4128
Value at refinancing (NOI / exit cap rate) | 1393.4053
Loan sized by loan to value | 766.3729
New loan (the lower of the two) | 685.4128
Refinancing cash to equity (negative: equity pays down) | 234.4178
Annual payment on the new loan | 62.2056
Debt schedule |  | 0 | 1 | 2 | 3 | 4 | 5 | 6 | 7 | 8 | 9 | 10
Opening balance |  |  | 495 | 495 | 495 | 485.9778 | 476.4142 | 466.2768 | 455.5312 | 685.4128 | 667.759 | 648.9578
Interest rate |  |  | 6% | 6% | 6% | 6% | 6% | 6% | 6% | 6.5% | 6.5% | 6.5%
Interest |  |  | 29.7 | 29.7 | 29.7 | 29.1587 | 28.5849 | 27.9766 | 27.3319 | 44.5518 | 43.4043 | 42.1823
Principal |  |  | 0 | 0 | 9.0222 | 9.5636 | 10.1374 | 10.7456 | 11.3904 | 17.6538 | 18.8013 | 20.0233
Closing balance |  |  | 495 | 495 | 485.9778 | 476.4142 | 466.2768 | 455.5312 | 444.1409 | 667.759 | 648.9578 | 628.9344
Debt service |  |  | 29.7 | 29.7 | 38.7222 | 38.7222 | 38.7222 | 38.7222 | 38.7222 | 62.2056 | 62.2056 | 62.2056
DSCR: (NOI less reserve) / debt service |  |  | 1.7122 | 1.7566 | 2.081 | 2.1296 | 2.1339 | 2.1716 | 2.21 | 1.4 | 1.3084 | 1.3312
Lowest DSCR, years 5 to 7 (lock-up test) | 2.1339
Equity cash flow |  | 0 | 1 | 2 | 3 | 4 | 5 | 6 | 7 | 8 | 9 | 10
Debt cash flow (loan, service, refinancing, repayment) |  | 490.05 | -29.7 | -29.7 | -38.7222 | -38.7222 | -38.7222 | -38.7222 | 195.6956 | -62.2056 | -62.2056 | -691.14
Equity cash flow |  | -427.95 | -62.848 | -61.5293 | 41.8599 | 43.7396 | 43.9052 | 45.3676 | 281.2721 | 24.8822 | 6.387 | 757.5634
Equity IRR, IRR() over the row | 10.75%
Equity multiple (money back / money in) | 2.2541
Equity at purchase | 427.95
PUE 1.30 with the +40% power shock: debt and equity
Acquisition loan | 495
Annual payment once amortization starts | 38.7222
Balloon at maturity (balance after the amortizing years) | 444.1409
New long lease signed before the refinancing (1 = yes, renew only) | 1
Refinancing amortization, years | 20
NOI the new lender counts (year after maturity, less reserve) | 78.674
Debt service the DSCR allows | 56.1957
Loan sized by DSCR | 619.1929
Value at refinancing (NOI / exit cap rate) | 1258.784
Loan sized by loan to value | 692.3312
New loan (the lower of the two) | 619.1929
Refinancing cash to equity (negative: equity pays down) | 168.8601
Annual payment on the new loan | 56.1957
Debt schedule |  | 0 | 1 | 2 | 3 | 4 | 5 | 6 | 7 | 8 | 9 | 10
Opening balance |  |  | 495 | 495 | 495 | 485.9778 | 476.4142 | 466.2768 | 455.5312 | 619.1929 | 603.2447 | 586.2599
Interest rate |  |  | 6% | 6% | 6% | 6% | 6% | 6% | 6% | 6.5% | 6.5% | 6.5%
Interest |  |  | 29.7 | 29.7 | 29.7 | 29.1587 | 28.5849 | 27.9766 | 27.3319 | 40.2475 | 39.2109 | 38.1069
Principal |  |  | 0 | 0 | 9.0222 | 9.5636 | 10.1374 | 10.7456 | 11.3904 | 15.9482 | 16.9848 | 18.0888
Closing balance |  |  | 495 | 495 | 485.9778 | 476.4142 | 466.2768 | 455.5312 | 444.1409 | 603.2447 | 586.2599 | 568.1711
Debt service |  |  | 29.7 | 29.7 | 38.7222 | 38.7222 | 38.7222 | 38.7222 | 38.7222 | 56.1957 | 56.1957 | 56.1957
DSCR: (NOI less reserve) / debt service |  |  | 1.7122 | 1.7566 | 2.081 | 2.1296 | 1.9321 | 1.9648 | 1.998 | 1.4 | 1.2949 | 1.3163
Lowest DSCR, years 5 to 7 (lock-up test) | 1.9321
Equity cash flow |  | 0 | 1 | 2 | 3 | 4 | 5 | 6 | 7 | 8 | 9 | 10
Debt cash flow (loan, service, refinancing, repayment) |  | 490.05 | -29.7 | -29.7 | -38.7222 | -38.7222 | -38.7222 | -38.7222 | 130.1379 | -56.1957 | -56.1957 | -624.3668
Equity cash flow |  | -427.95 | -62.848 | -61.5293 | 41.8599 | 43.7396 | 36.0922 | 37.3592 | 207.5058 | 22.4783 | 3.7727 | 672.699
Equity IRR, IRR() over the row | 8.535%
Equity multiple (money back / money in) | 1.9291
Equity at purchase | 427.95
Power +40% and exit cap rate +75 bp (the portfolio's combined case): debt and equity
Acquisition loan | 495
Annual payment once amortization starts | 38.7222
Balloon at maturity (balance after the amortizing years) | 444.1409
New long lease signed before the refinancing (1 = yes, renew only) | 1
Refinancing amortization, years | 20
NOI the new lender counts (year after maturity, less reserve) | 76.4087
Debt service the DSCR allows | 54.5777
Loan sized by DSCR | 601.3645
Value at refinancing (NOI / exit cap rate) | 1091.5534
Loan sized by loan to value | 600.3544
New loan (the lower of the two) | 600.3544
Refinancing cash to equity (negative: equity pays down) | 150.21
Annual payment on the new loan | 54.486
Debt schedule |  | 0 | 1 | 2 | 3 | 4 | 5 | 6 | 7 | 8 | 9 | 10
Opening balance |  |  | 495 | 495 | 495 | 485.9778 | 476.4142 | 466.2768 | 455.5312 | 600.3544 | 584.8914 | 568.4234
Interest rate |  |  | 6% | 6% | 6% | 6% | 6% | 6% | 6% | 6.5% | 6.5% | 6.5%
Interest |  |  | 29.7 | 29.7 | 29.7 | 29.1587 | 28.5849 | 27.9766 | 27.3319 | 39.023 | 38.0179 | 36.9475
Principal |  |  | 0 | 0 | 9.0222 | 9.5636 | 10.1374 | 10.7456 | 11.3904 | 15.463 | 16.4681 | 17.5385
Closing balance |  |  | 495 | 495 | 485.9778 | 476.4142 | 466.2768 | 455.5312 | 444.1409 | 584.8914 | 568.4234 | 550.8849
Debt service |  |  | 29.7 | 29.7 | 38.7222 | 38.7222 | 38.7222 | 38.7222 | 38.7222 | 54.486 | 54.486 | 54.486
DSCR: (NOI less reserve) / debt service |  |  | 1.6661 | 1.7105 | 2.0457 | 2.0942 | 1.8778 | 1.9091 | 1.941 | 1.4024 | 1.2929 | 1.3139
Lowest DSCR, years 5 to 7 (lock-up test) | 1.8778
Equity cash flow |  | 0 | 1 | 2 | 3 | 4 | 5 | 6 | 7 | 8 | 9 | 10
Debt cash flow (loan, service, refinancing, repayment) |  | 490.05 | -29.7 | -29.7 | -38.7222 | -38.7222 | -38.7222 | -38.7222 | 111.4877 | -54.486 | -54.486 | -605.3709
Equity cash flow |  | -427.95 | -64.216 | -62.8972 | 40.4919 | 42.3716 | 33.9886 | 35.2031 | 186.6456 | 21.9227 | 3.1605 | 523.9426
Equity IRR, IRR() over the row | 6.14%
Equity multiple (money back / money in) | 1.5993
Equity at purchase | 427.95
Equity needed at the year-7 refinancing without renewal (relet case) | 328.8758

## Scenarios
Scenarios: the same annual model with one assumption changed
Outcomes at lease end (Chapter 6), power (Chapter 3), grid delay (Chapter 4), chips early (Chapter 5), exit cap rate (Chapter 7). Debt and equity for each block are on the Debt sheet.
Outcome: retrofit to liquid cooling and a new lease
Phase 1 outcome at lease end (renew, retrofit, relet or stranded) | retrofit
Market power price shock from the shock year | 0%
Phase 2 energization year | 3
Tenant load falls from year (0 = never) | 0
Phase 1 IT load after the fall | 45%
Phase 1 partial-load PUE after the fall | 1.55
Exit cap rate shift | 0%
Actual PUE of phase 1 | 1.4
Renewal rent reset, share of passing rent | 90%
Re-let colocation rent, $ per kW per month (year 10) | 120
Purchase price, $m | 900
Phase 1 passing rent in the last lease year, $m | 60.8712
Year of ownership ($m unless marked) |  |  | 1 | 2 | 3 | 4 | 5 | 6 | 7 | 8 | 9 | 10 | 11
Landlord supply price, $ per MWh |  |  | 61 | 61 | 61 | 61 | 67 | 68.675 | 70.3919 | 72.1517 | 73.9555 | 75.8044 | 77.6995
Tariff billed to the tenant, $ per MWh |  |  | 74 | 75.48 | 76.9896 | 78.5294 | 80.1 | 81.702 | 83.336 | 85.0027 | 86.7028 | 88.4369 | 90.2056
Cost index |  |  | 1 | 1.03 | 1.0609 | 1.0927 | 1.1255 | 1.1593 | 1.1941 | 1.2299 | 1.2668 | 1.3048 | 1.3439
Phase 1 IT load, share of capacity |  |  | 80% | 80% | 80% | 80% | 80% | 80% | 80% | 80% | 80% | 80% | 80%
Phase 1 PUE |  |  | 1.4 | 1.4 | 1.4 | 1.4 | 1.4 | 1.4 | 1.4 | 1.4 | 1.2 | 1.2 | 1.2
Phase 1 halls in service (occupancy) |  |  | 100% | 100% | 100% | 100% | 100% | 100% | 100% | 100% | 0% | 100% | 100%
Phase 1 IT energy, MWh |  |  | 224256 | 224256 | 224256 | 224256 | 224256 | 224256 | 224256 | 224256 | 0 | 224256 | 224256
Phase 1 capacity rent |  |  | 52.992 | 54.0518 | 55.1329 | 56.2355 | 57.3602 | 58.5074 | 59.6776 | 60.8712 | 0 | 64.512 | 65.8022
Phase 1 energy margin |  |  | 2.422 | 2.8534 | 3.2935 | 3.7424 | 2.3166 | 2.2577 | 2.1951 | 2.1285 | 0 | 0.80732 | 0.80732
Phase 1 operations |  |  | 4.1 | 4.223 | 4.3497 | 4.4802 | 4.6146 | 4.753 | 4.8956 | 5.0425 | 2.5969 | 5.3496 | 5.5101
Phase 2 capacity rent |  |  | 0 | 0 | 29.184 | 29.7677 | 30.363 | 30.9703 | 31.5897 | 32.2215 | 32.8659 | 33.5232 | 34.1937
Phase 2 IT energy, MWh |  |  | 0 | 0 | 112128 | 112128 | 112128 | 112128 | 112128 | 112128 | 112128 | 112128 | 112128
Phase 2 energy fee |  |  | 0 | 0 | 0.40366 | 0.40366 | 0.40366 | 0.40366 | 0.40366 | 0.40366 | 0.40366 | 0.40366 | 0.40366
Phase 2 operations |  |  | 0 | 0 | 1.6974 | 1.7484 | 1.8008 | 1.8548 | 1.9105 | 1.9678 | 2.0268 | 2.0876 | 2.1503
Management |  |  | 0.52992 | 0.54052 | 0.84317 | 0.86003 | 0.87723 | 0.89478 | 0.91267 | 0.93093 | 0.32866 | 0.98035 | 0.99996
NOI |  |  | 50.784 | 52.1418 | 81.1238 | 83.0607 | 83.1509 | 84.6365 | 86.1473 | 87.6836 | 28.3172 | 90.8287 | 92.5466
Major-repair reserve |  |  | 1.3 | 1.339 | 1.9096 | 1.9669 | 2.0259 | 2.0867 | 2.1493 | 2.2138 | 2.2802 | 2.3486 | 2.419
Phase 2 construction |  |  | 84 | 84 | 0 | 0 | 0 | 0 | 0 | 0 | 0 | 0 | 0
Lease-end capex (refresh, retrofit or fit-out) |  |  | 0 | 0 | 0 | 0 | 0 | 0 | 0 | 0 | 83.2 | 0 | 0
Cash flow before exit (NOI less reserve and capex) |  |  | -34.516 | -33.1972 | 79.2142 | 81.0938 | 81.1249 | 82.5498 | 83.998 | 85.4698 | -57.163 | 88.4801 | 90.1276
Year 11 is the forward year: its NOI sets the exit value at the end of year 10.
Exit cap rate (outcome rate plus shift) | 5.75%
Year-11 phase 2 NOI | 32.1052
Year-11 phase 1 NOI (site costs if stranded) | 60.4415
Stranded: powered land less demolition | 0
Gross exit value | 1609.5069
Net exit value (after exit costs) | 1585.3643
Entry cost (price plus transaction costs) | 918
Unlevered cash flow |  | 0 | 1 | 2 | 3 | 4 | 5 | 6 | 7 | 8 | 9 | 10
Unlevered cash flow (entry, operations, exit) |  | -918 | -34.516 | -33.1972 | 79.2142 | 81.0938 | 81.1249 | 82.5498 | 83.998 | 85.4698 | -57.163 | 1673.8444
Unlevered IRR, IRR() over the row | 9.164%
Outcome: the tenant leaves, re-let to colocation customers
Phase 1 outcome at lease end (renew, retrofit, relet or stranded) | relet
Market power price shock from the shock year | 0%
Phase 2 energization year | 3
Tenant load falls from year (0 = never) | 0
Phase 1 IT load after the fall | 45%
Phase 1 partial-load PUE after the fall | 1.55
Exit cap rate shift | 0%
Actual PUE of phase 1 | 1.4
Renewal rent reset, share of passing rent | 90%
Re-let colocation rent, $ per kW per month (year 10) | 120
Purchase price, $m | 900
Phase 1 passing rent in the last lease year, $m | 60.8712
Year of ownership ($m unless marked) |  |  | 1 | 2 | 3 | 4 | 5 | 6 | 7 | 8 | 9 | 10 | 11
Landlord supply price, $ per MWh |  |  | 61 | 61 | 61 | 61 | 67 | 68.675 | 70.3919 | 72.1517 | 73.9555 | 75.8044 | 77.6995
Tariff billed to the tenant, $ per MWh |  |  | 74 | 75.48 | 76.9896 | 78.5294 | 80.1 | 81.702 | 83.336 | 85.0027 | 86.7028 | 88.4369 | 90.2056
Cost index |  |  | 1 | 1.03 | 1.0609 | 1.0927 | 1.1255 | 1.1593 | 1.1941 | 1.2299 | 1.2668 | 1.3048 | 1.3439
Phase 1 IT load, share of capacity |  |  | 80% | 80% | 80% | 80% | 80% | 80% | 80% | 80% | 80% | 80% | 80%
Phase 1 PUE |  |  | 1.4 | 1.4 | 1.4 | 1.4 | 1.4 | 1.4 | 1.4 | 1.4 | 1.45 | 1.45 | 1.45
Phase 1 halls in service (occupancy) |  |  | 100% | 100% | 100% | 100% | 100% | 100% | 100% | 100% | 0% | 55% | 85%
Phase 1 IT energy, MWh |  |  | 224256 | 224256 | 224256 | 224256 | 224256 | 224256 | 224256 | 224256 | 0 | 123340.8 | 190617.6
Phase 1 capacity rent |  |  | 52.992 | 54.0518 | 55.1329 | 56.2355 | 57.3602 | 58.5074 | 59.6776 | 60.8712 | 0 | 25.344 | 39.9514
Phase 1 energy margin |  |  | 2.422 | 2.8534 | 3.2935 | 3.7424 | 2.3166 | 2.2577 | 2.1951 | 2.1285 | 0 | 0.53653 | 0.82919
Phase 1 operations |  |  | 4.1 | 4.223 | 4.3497 | 4.4802 | 4.6146 | 4.753 | 4.8956 | 5.0425 | 6.4922 | 6.687 | 6.8876
Phase 2 capacity rent |  |  | 0 | 0 | 29.184 | 29.7677 | 30.363 | 30.9703 | 31.5897 | 32.2215 | 32.8659 | 33.5232 | 34.1937
Phase 2 IT energy, MWh |  |  | 0 | 0 | 112128 | 112128 | 112128 | 112128 | 112128 | 112128 | 112128 | 112128 | 112128
Phase 2 energy fee |  |  | 0 | 0 | 0.40366 | 0.40366 | 0.40366 | 0.40366 | 0.40366 | 0.40366 | 0.40366 | 0.40366 | 0.40366
Phase 2 operations |  |  | 0 | 0 | 1.6974 | 1.7484 | 1.8008 | 1.8548 | 1.9105 | 1.9678 | 2.0268 | 2.0876 | 2.1503
Management |  |  | 0.52992 | 0.54052 | 0.84317 | 0.86003 | 0.87723 | 0.89478 | 0.91267 | 0.93093 | 0.32866 | 0.58867 | 0.74145
NOI |  |  | 50.784 | 52.1418 | 81.1238 | 83.0607 | 83.1509 | 84.6365 | 86.1473 | 87.6836 | 24.4219 | 50.4442 | 65.5986
Major-repair reserve |  |  | 1.3 | 1.339 | 1.9096 | 1.9669 | 2.0259 | 2.0867 | 2.1493 | 2.2138 | 2.2802 | 2.3486 | 2.419
Phase 2 construction |  |  | 84 | 84 | 0 | 0 | 0 | 0 | 0 | 0 | 0 | 0 | 0
Lease-end capex (refresh, retrofit or fit-out) |  |  | 0 | 0 | 0 | 0 | 0 | 0 | 0 | 0 | 25.6 | 0 | 0
Cash flow before exit (NOI less reserve and capex) |  |  | -34.516 | -33.1972 | 79.2142 | 81.0938 | 81.1249 | 82.5498 | 83.998 | 85.4698 | -3.4583 | 48.0956 | 63.1796
Year 11 is the forward year: its NOI sets the exit value at the end of year 10.
Exit cap rate (outcome rate plus shift) | 7.25%
Year-11 phase 2 NOI | 32.1052
Year-11 phase 1 NOI (site costs if stranded) | 33.4935
Stranded: powered land less demolition | 0
Gross exit value | 904.8086
Net exit value (after exit costs) | 891.2365
Entry cost (price plus transaction costs) | 918
Unlevered cash flow |  | 0 | 1 | 2 | 3 | 4 | 5 | 6 | 7 | 8 | 9 | 10
Unlevered cash flow (entry, operations, exit) |  | -918 | -34.516 | -33.1972 | 79.2142 | 81.0938 | 81.1249 | 82.5498 | 83.998 | 85.4698 | -3.4583 | 939.3321
Unlevered IRR, IRR() over the row | 4.616%
Outcome: stranded (nobody takes the halls)
Phase 1 outcome at lease end (renew, retrofit, relet or stranded) | stranded
Market power price shock from the shock year | 0%
Phase 2 energization year | 3
Tenant load falls from year (0 = never) | 0
Phase 1 IT load after the fall | 45%
Phase 1 partial-load PUE after the fall | 1.55
Exit cap rate shift | 0%
Actual PUE of phase 1 | 1.4
Renewal rent reset, share of passing rent | 90%
Re-let colocation rent, $ per kW per month (year 10) | 120
Purchase price, $m | 900
Phase 1 passing rent in the last lease year, $m | 60.8712
Year of ownership ($m unless marked) |  |  | 1 | 2 | 3 | 4 | 5 | 6 | 7 | 8 | 9 | 10 | 11
Landlord supply price, $ per MWh |  |  | 61 | 61 | 61 | 61 | 67 | 68.675 | 70.3919 | 72.1517 | 73.9555 | 75.8044 | 77.6995
Tariff billed to the tenant, $ per MWh |  |  | 74 | 75.48 | 76.9896 | 78.5294 | 80.1 | 81.702 | 83.336 | 85.0027 | 86.7028 | 88.4369 | 90.2056
Cost index |  |  | 1 | 1.03 | 1.0609 | 1.0927 | 1.1255 | 1.1593 | 1.1941 | 1.2299 | 1.2668 | 1.3048 | 1.3439
Phase 1 IT load, share of capacity |  |  | 80% | 80% | 80% | 80% | 80% | 80% | 80% | 80% | 0% | 0% | 0%
Phase 1 PUE |  |  | 1.4 | 1.4 | 1.4 | 1.4 | 1.4 | 1.4 | 1.4 | 1.4 | 0 | 0 | 0
Phase 1 halls in service (occupancy) |  |  | 100% | 100% | 100% | 100% | 100% | 100% | 100% | 100% | 0% | 0% | 0%
Phase 1 IT energy, MWh |  |  | 224256 | 224256 | 224256 | 224256 | 224256 | 224256 | 224256 | 224256 | 0 | 0 | 0
Phase 1 capacity rent |  |  | 52.992 | 54.0518 | 55.1329 | 56.2355 | 57.3602 | 58.5074 | 59.6776 | 60.8712 | 0 | 0 | 0
Phase 1 energy margin |  |  | 2.422 | 2.8534 | 3.2935 | 3.7424 | 2.3166 | 2.2577 | 2.1951 | 2.1285 | 0 | 0 | 0
Phase 1 operations |  |  | 4.1 | 4.223 | 4.3497 | 4.4802 | 4.6146 | 4.753 | 4.8956 | 5.0425 | 2.0775 | 2.1398 | 2.204
Phase 2 capacity rent |  |  | 0 | 0 | 29.184 | 29.7677 | 30.363 | 30.9703 | 31.5897 | 32.2215 | 32.8659 | 33.5232 | 34.1937
Phase 2 IT energy, MWh |  |  | 0 | 0 | 112128 | 112128 | 112128 | 112128 | 112128 | 112128 | 112128 | 112128 | 112128
Phase 2 energy fee |  |  | 0 | 0 | 0.40366 | 0.40366 | 0.40366 | 0.40366 | 0.40366 | 0.40366 | 0.40366 | 0.40366 | 0.40366
Phase 2 operations |  |  | 0 | 0 | 1.6974 | 1.7484 | 1.8008 | 1.8548 | 1.9105 | 1.9678 | 2.0268 | 2.0876 | 2.1503
Management |  |  | 0.52992 | 0.54052 | 0.84317 | 0.86003 | 0.87723 | 0.89478 | 0.91267 | 0.93093 | 0.32866 | 0.33523 | 0.34194
NOI |  |  | 50.784 | 52.1418 | 81.1238 | 83.0607 | 83.1509 | 84.6365 | 86.1473 | 87.6836 | 28.8366 | 29.3642 | 29.9011
Major-repair reserve |  |  | 1.3 | 1.339 | 1.9096 | 1.9669 | 2.0259 | 2.0867 | 2.1493 | 2.2138 | 1.2921 | 1.3309 | 1.3708
Phase 2 construction |  |  | 84 | 84 | 0 | 0 | 0 | 0 | 0 | 0 | 0 | 0 | 0
Lease-end capex (refresh, retrofit or fit-out) |  |  | 0 | 0 | 0 | 0 | 0 | 0 | 0 | 0 | 0 | 0 | 0
Cash flow before exit (NOI less reserve and capex) |  |  | -34.516 | -33.1972 | 79.2142 | 81.0938 | 81.1249 | 82.5498 | 83.998 | 85.4698 | 27.5445 | 28.0333 | 28.5303
Year 11 is the forward year: its NOI sets the exit value at the end of year 10.
Exit cap rate (outcome rate plus shift) | 6%
Year-11 phase 2 NOI | 32.1052
Year-11 phase 1 NOI (site costs if stranded) | -2.204
Stranded: powered land less demolition | 39.2
Gross exit value | 537.5524
Net exit value (after exit costs) | 529.4891
Entry cost (price plus transaction costs) | 918
Unlevered cash flow |  | 0 | 1 | 2 | 3 | 4 | 5 | 6 | 7 | 8 | 9 | 10
Unlevered cash flow (entry, operations, exit) |  | -918 | -34.516 | -33.1972 | 79.2142 | 81.0938 | 81.1249 | 82.5498 | 83.998 | 85.4698 | 27.5445 | 557.5224
Unlevered IRR, IRR() over the row | 1.161%
Power price +40% from year 5
Phase 1 outcome at lease end (renew, retrofit, relet or stranded) | renew
Market power price shock from the shock year | 40%
Phase 2 energization year | 3
Tenant load falls from year (0 = never) | 0
Phase 1 IT load after the fall | 45%
Phase 1 partial-load PUE after the fall | 1.55
Exit cap rate shift | 0%
Actual PUE of phase 1 | 1.4
Renewal rent reset, share of passing rent | 90%
Re-let colocation rent, $ per kW per month (year 10) | 120
Purchase price, $m | 900
Phase 1 passing rent in the last lease year, $m | 60.8712
Year of ownership ($m unless marked) |  |  | 1 | 2 | 3 | 4 | 5 | 6 | 7 | 8 | 9 | 10 | 11
Landlord supply price, $ per MWh |  |  | 61 | 61 | 61 | 61 | 93.8 | 96.145 | 98.5486 | 101.0123 | 103.5376 | 106.1261 | 108.7792
Tariff billed to the tenant, $ per MWh |  |  | 74 | 75.48 | 76.9896 | 78.5294 | 80.1 | 81.702 | 83.336 | 85.0027 | 86.7028 | 88.4369 | 90.2056
Cost index |  |  | 1 | 1.03 | 1.0609 | 1.0927 | 1.1255 | 1.1593 | 1.1941 | 1.2299 | 1.2668 | 1.3048 | 1.3439
Phase 1 IT load, share of capacity |  |  | 80% | 80% | 80% | 80% | 80% | 80% | 80% | 80% | 80% | 80% | 80%
Phase 1 PUE |  |  | 1.4 | 1.4 | 1.4 | 1.4 | 1.4 | 1.4 | 1.4 | 1.4 | 1.4 | 1.4 | 1.4
Phase 1 halls in service (occupancy) |  |  | 100% | 100% | 100% | 100% | 100% | 100% | 100% | 100% | 100% | 100% | 100%
Phase 1 IT energy, MWh |  |  | 224256 | 224256 | 224256 | 224256 | 224256 | 224256 | 224256 | 224256 | 224256 | 224256 | 224256
Phase 1 capacity rent |  |  | 52.992 | 54.0518 | 55.1329 | 56.2355 | 57.3602 | 58.5074 | 59.6776 | 60.8712 | 54.784 | 55.8797 | 56.9973
Phase 1 energy margin |  |  | 2.422 | 2.8534 | 3.2935 | 3.7424 | -6.0975 | -6.3667 | -6.645 | -6.9326 | -7.2298 | -7.5369 | -7.8543
Phase 1 operations |  |  | 4.1 | 4.223 | 4.3497 | 4.4802 | 4.6146 | 4.753 | 4.8956 | 5.0425 | 5.1938 | 5.3496 | 5.5101
Phase 2 capacity rent |  |  | 0 | 0 | 29.184 | 29.7677 | 30.363 | 30.9703 | 31.5897 | 32.2215 | 32.8659 | 33.5232 | 34.1937
Phase 2 IT energy, MWh |  |  | 0 | 0 | 112128 | 112128 | 112128 | 112128 | 112128 | 112128 | 112128 | 112128 | 112128
Phase 2 energy fee |  |  | 0 | 0 | 0.40366 | 0.40366 | 0.40366 | 0.40366 | 0.40366 | 0.40366 | 0.40366 | 0.40366 | 0.40366
Phase 2 operations |  |  | 0 | 0 | 1.6974 | 1.7484 | 1.8008 | 1.8548 | 1.9105 | 1.9678 | 2.0268 | 2.0876 | 2.1503
Management |  |  | 0.52992 | 0.54052 | 0.84317 | 0.86003 | 0.87723 | 0.89478 | 0.91267 | 0.93093 | 0.8765 | 0.89403 | 0.91191
NOI |  |  | 50.784 | 52.1418 | 81.1238 | 83.0607 | 74.7368 | 76.012 | 77.3072 | 78.6225 | 72.7267 | 73.9384 | 75.1682
Major-repair reserve |  |  | 1.3 | 1.339 | 1.9096 | 1.9669 | 2.0259 | 2.0867 | 2.1493 | 2.2138 | 2.2802 | 2.3486 | 2.419
Phase 2 construction |  |  | 84 | 84 | 0 | 0 | 0 | 0 | 0 | 0 | 0 | 0 | 0
Lease-end capex (refresh, retrofit or fit-out) |  |  | 0 | 0 | 0 | 0 | 0 | 0 | 0 | 0 | 12.8 | 0 | 0
Cash flow before exit (NOI less reserve and capex) |  |  | -34.516 | -33.1972 | 79.2142 | 81.0938 | 72.7109 | 73.9253 | 75.1579 | 76.4087 | 57.6465 | 71.5899 | 72.7491
Year 11 is the forward year: its NOI sets the exit value at the end of year 10.
Exit cap rate (outcome rate plus shift) | 6.25%
Year-11 phase 2 NOI | 32.1052
Year-11 phase 1 NOI (site costs if stranded) | 43.063
Stranded: powered land less demolition | 0
Gross exit value | 1202.6908
Net exit value (after exit costs) | 1184.6505
Entry cost (price plus transaction costs) | 918
Unlevered cash flow |  | 0 | 1 | 2 | 3 | 4 | 5 | 6 | 7 | 8 | 9 | 10
Unlevered cash flow (entry, operations, exit) |  | -918 | -34.516 | -33.1972 | 79.2142 | 81.0938 | 72.7109 | 73.9253 | 75.1579 | 76.4087 | 57.6465 | 1256.2403
Unlevered IRR, IRR() over the row | 7.125%
Grid delay: phase 2 energized in year 4
Phase 1 outcome at lease end (renew, retrofit, relet or stranded) | renew
Market power price shock from the shock year | 0%
Phase 2 energization year | 4
Tenant load falls from year (0 = never) | 0
Phase 1 IT load after the fall | 45%
Phase 1 partial-load PUE after the fall | 1.55
Exit cap rate shift | 0%
Actual PUE of phase 1 | 1.4
Renewal rent reset, share of passing rent | 90%
Re-let colocation rent, $ per kW per month (year 10) | 120
Purchase price, $m | 900
Phase 1 passing rent in the last lease year, $m | 60.8712
Year of ownership ($m unless marked) |  |  | 1 | 2 | 3 | 4 | 5 | 6 | 7 | 8 | 9 | 10 | 11
Landlord supply price, $ per MWh |  |  | 61 | 61 | 61 | 61 | 67 | 68.675 | 70.3919 | 72.1517 | 73.9555 | 75.8044 | 77.6995
Tariff billed to the tenant, $ per MWh |  |  | 74 | 75.48 | 76.9896 | 78.5294 | 80.1 | 81.702 | 83.336 | 85.0027 | 86.7028 | 88.4369 | 90.2056
Cost index |  |  | 1 | 1.03 | 1.0609 | 1.0927 | 1.1255 | 1.1593 | 1.1941 | 1.2299 | 1.2668 | 1.3048 | 1.3439
Phase 1 IT load, share of capacity |  |  | 80% | 80% | 80% | 80% | 80% | 80% | 80% | 80% | 80% | 80% | 80%
Phase 1 PUE |  |  | 1.4 | 1.4 | 1.4 | 1.4 | 1.4 | 1.4 | 1.4 | 1.4 | 1.4 | 1.4 | 1.4
Phase 1 halls in service (occupancy) |  |  | 100% | 100% | 100% | 100% | 100% | 100% | 100% | 100% | 100% | 100% | 100%
Phase 1 IT energy, MWh |  |  | 224256 | 224256 | 224256 | 224256 | 224256 | 224256 | 224256 | 224256 | 224256 | 224256 | 224256
Phase 1 capacity rent |  |  | 52.992 | 54.0518 | 55.1329 | 56.2355 | 57.3602 | 58.5074 | 59.6776 | 60.8712 | 54.784 | 55.8797 | 56.9973
Phase 1 energy margin |  |  | 2.422 | 2.8534 | 3.2935 | 3.7424 | 2.3166 | 2.2577 | 2.1951 | 2.1285 | 2.0578 | 1.9828 | 1.9035
Phase 1 operations |  |  | 4.1 | 4.223 | 4.3497 | 4.4802 | 4.6146 | 4.753 | 4.8956 | 5.0425 | 5.1938 | 5.3496 | 5.5101
Phase 2 capacity rent |  |  | 0 | 0 | 0 | 14.592 | 29.7677 | 30.363 | 30.9703 | 31.5897 | 32.2215 | 32.8659 | 33.5232
Phase 2 IT energy, MWh |  |  | 0 | 0 | 0 | 112128 | 112128 | 112128 | 112128 | 112128 | 112128 | 112128 | 112128
Phase 2 energy fee |  |  | 0 | 0 | 0 | 0.40366 | 0.40366 | 0.40366 | 0.40366 | 0.40366 | 0.40366 | 0.40366 | 0.40366
Phase 2 operations |  |  | 0 | 0 | 0 | 1.7484 | 1.8008 | 1.8548 | 1.9105 | 1.9678 | 2.0268 | 2.0876 | 2.1503
Management |  |  | 0.52992 | 0.54052 | 0.55133 | 0.70828 | 0.87128 | 0.8887 | 0.90648 | 0.92461 | 0.87006 | 0.88746 | 0.90521
NOI |  |  | 50.784 | 52.1418 | 53.5254 | 68.0368 | 82.5615 | 84.0353 | 85.534 | 87.0581 | 81.3763 | 82.8075 | 84.2622
Major-repair reserve |  |  | 1.3 | 1.339 | 1.3792 | 1.9669 | 2.0259 | 2.0867 | 2.1493 | 2.2138 | 2.2802 | 2.3486 | 2.419
Phase 2 construction |  |  | 84 | 90.72 | 0 | 0 | 0 | 0 | 0 | 0 | 0 | 0 | 0
Lease-end capex (refresh, retrofit or fit-out) |  |  | 0 | 0 | 0 | 0 | 0 | 0 | 0 | 0 | 12.8 | 0 | 0
Cash flow before exit (NOI less reserve and capex) |  |  | -34.516 | -39.9172 | 52.1462 | 66.0699 | 80.5355 | 81.9486 | 83.3847 | 84.8443 | 66.2961 | 80.4589 | 81.8431
Year 11 is the forward year: its NOI sets the exit value at the end of year 10.
Exit cap rate (outcome rate plus shift) | 6.25%
Year-11 phase 2 NOI | 31.4414
Year-11 phase 1 NOI (site costs if stranded) | 52.8208
Stranded: powered land less demolition | 0
Gross exit value | 1348.1948
Net exit value (after exit costs) | 1327.9719
Entry cost (price plus transaction costs) | 918
Unlevered cash flow |  | 0 | 1 | 2 | 3 | 4 | 5 | 6 | 7 | 8 | 9 | 10
Unlevered cash flow (entry, operations, exit) |  | -918 | -34.516 | -39.9172 | 52.1462 | 66.0699 | 80.5355 | 81.9486 | 83.3847 | 84.8443 | 66.2961 | 1408.4308
Unlevered IRR, IRR() over the row | 7.9%
Grid delay: phase 2 energized in year 5
Phase 1 outcome at lease end (renew, retrofit, relet or stranded) | renew
Market power price shock from the shock year | 0%
Phase 2 energization year | 5
Tenant load falls from year (0 = never) | 0
Phase 1 IT load after the fall | 45%
Phase 1 partial-load PUE after the fall | 1.55
Exit cap rate shift | 0%
Actual PUE of phase 1 | 1.4
Renewal rent reset, share of passing rent | 90%
Re-let colocation rent, $ per kW per month (year 10) | 120
Purchase price, $m | 900
Phase 1 passing rent in the last lease year, $m | 60.8712
Year of ownership ($m unless marked) |  |  | 1 | 2 | 3 | 4 | 5 | 6 | 7 | 8 | 9 | 10 | 11
Landlord supply price, $ per MWh |  |  | 61 | 61 | 61 | 61 | 67 | 68.675 | 70.3919 | 72.1517 | 73.9555 | 75.8044 | 77.6995
Tariff billed to the tenant, $ per MWh |  |  | 74 | 75.48 | 76.9896 | 78.5294 | 80.1 | 81.702 | 83.336 | 85.0027 | 86.7028 | 88.4369 | 90.2056
Cost index |  |  | 1 | 1.03 | 1.0609 | 1.0927 | 1.1255 | 1.1593 | 1.1941 | 1.2299 | 1.2668 | 1.3048 | 1.3439
Phase 1 IT load, share of capacity |  |  | 80% | 80% | 80% | 80% | 80% | 80% | 80% | 80% | 80% | 80% | 80%
Phase 1 PUE |  |  | 1.4 | 1.4 | 1.4 | 1.4 | 1.4 | 1.4 | 1.4 | 1.4 | 1.4 | 1.4 | 1.4
Phase 1 halls in service (occupancy) |  |  | 100% | 100% | 100% | 100% | 100% | 100% | 100% | 100% | 100% | 100% | 100%
Phase 1 IT energy, MWh |  |  | 224256 | 224256 | 224256 | 224256 | 224256 | 224256 | 224256 | 224256 | 224256 | 224256 | 224256
Phase 1 capacity rent |  |  | 52.992 | 54.0518 | 55.1329 | 56.2355 | 57.3602 | 58.5074 | 59.6776 | 60.8712 | 54.784 | 55.8797 | 56.9973
Phase 1 energy margin |  |  | 2.422 | 2.8534 | 3.2935 | 3.7424 | 2.3166 | 2.2577 | 2.1951 | 2.1285 | 2.0578 | 1.9828 | 1.9035
Phase 1 operations |  |  | 4.1 | 4.223 | 4.3497 | 4.4802 | 4.6146 | 4.753 | 4.8956 | 5.0425 | 5.1938 | 5.3496 | 5.5101
Phase 2 capacity rent |  |  | 0 | 0 | 0 | 0 | 0 | 29.7677 | 30.363 | 30.9703 | 31.5897 | 32.2215 | 32.8659
Phase 2 IT energy, MWh |  |  | 0 | 0 | 0 | 0 | 112128 | 112128 | 112128 | 112128 | 112128 | 112128 | 112128
Phase 2 energy fee |  |  | 0 | 0 | 0 | 0 | 0.40366 | 0.40366 | 0.40366 | 0.40366 | 0.40366 | 0.40366 | 0.40366
Phase 2 operations |  |  | 0 | 0 | 0 | 0 | 1.8008 | 1.8548 | 1.9105 | 1.9678 | 2.0268 | 2.0876 | 2.1503
Management |  |  | 0.52992 | 0.54052 | 0.55133 | 0.56236 | 0.5736 | 0.88275 | 0.90041 | 0.91841 | 0.86374 | 0.88101 | 0.89863
NOI |  |  | 50.784 | 52.1418 | 53.5254 | 54.9354 | 53.0915 | 83.4459 | 84.9329 | 86.4449 | 80.7508 | 82.1695 | 83.6114
Major-repair reserve |  |  | 1.3 | 1.339 | 1.3792 | 1.4205 | 2.0259 | 2.0867 | 2.1493 | 2.2138 | 2.2802 | 2.3486 | 2.419
Phase 2 construction |  |  | 84 | 97.44 | 0 | 0 | 0 | 0 | 0 | 0 | 0 | 0 | 0
Lease-end capex (refresh, retrofit or fit-out) |  |  | 0 | 0 | 0 | 0 | 0 | 0 | 0 | 0 | 12.8 | 0 | 0
Cash flow before exit (NOI less reserve and capex) |  |  | -34.516 | -46.6372 | 52.1462 | 53.5149 | 51.0655 | 81.3592 | 82.7836 | 84.2311 | 65.6707 | 79.8209 | 81.1924
Year 11 is the forward year: its NOI sets the exit value at the end of year 10.
Exit cap rate (outcome rate plus shift) | 6.25%
Year-11 phase 2 NOI | 30.7907
Year-11 phase 1 NOI (site costs if stranded) | 52.8208
Stranded: powered land less demolition | 0
Gross exit value | 1337.7829
Net exit value (after exit costs) | 1317.7161
Entry cost (price plus transaction costs) | 918
Unlevered cash flow |  | 0 | 1 | 2 | 3 | 4 | 5 | 6 | 7 | 8 | 9 | 10
Unlevered cash flow (entry, operations, exit) |  | -918 | -34.516 | -46.6372 | 52.1462 | 53.5149 | 51.0655 | 81.3592 | 82.7836 | 84.2311 | 65.6707 | 1397.537
Unlevered IRR, IRR() over the row | 7.366%
Chips early: load falls from year 5, stranded at lease end
Phase 1 outcome at lease end (renew, retrofit, relet or stranded) | stranded
Market power price shock from the shock year | 0%
Phase 2 energization year | 3
Tenant load falls from year (0 = never) | 5
Phase 1 IT load after the fall | 45%
Phase 1 partial-load PUE after the fall | 1.55
Exit cap rate shift | 0%
Actual PUE of phase 1 | 1.4
Renewal rent reset, share of passing rent | 90%
Re-let colocation rent, $ per kW per month (year 10) | 120
Purchase price, $m | 900
Phase 1 passing rent in the last lease year, $m | 60.8712
Year of ownership ($m unless marked) |  |  | 1 | 2 | 3 | 4 | 5 | 6 | 7 | 8 | 9 | 10 | 11
Landlord supply price, $ per MWh |  |  | 61 | 61 | 61 | 61 | 67 | 68.675 | 70.3919 | 72.1517 | 73.9555 | 75.8044 | 77.6995
Tariff billed to the tenant, $ per MWh |  |  | 74 | 75.48 | 76.9896 | 78.5294 | 80.1 | 81.702 | 83.336 | 85.0027 | 86.7028 | 88.4369 | 90.2056
Cost index |  |  | 1 | 1.03 | 1.0609 | 1.0927 | 1.1255 | 1.1593 | 1.1941 | 1.2299 | 1.2668 | 1.3048 | 1.3439
Phase 1 IT load, share of capacity |  |  | 80% | 80% | 80% | 80% | 45% | 45% | 45% | 45% | 0% | 0% | 0%
Phase 1 PUE |  |  | 1.4 | 1.4 | 1.4 | 1.4 | 1.55 | 1.55 | 1.55 | 1.55 | 0 | 0 | 0
Phase 1 halls in service (occupancy) |  |  | 100% | 100% | 100% | 100% | 100% | 100% | 100% | 100% | 0% | 0% | 0%
Phase 1 IT energy, MWh |  |  | 224256 | 224256 | 224256 | 224256 | 126144 | 126144 | 126144 | 126144 | 0 | 0 | 0
Phase 1 capacity rent |  |  | 52.992 | 54.0518 | 55.1329 | 56.2355 | 57.3602 | 58.5074 | 59.6776 | 60.8712 | 0 | 0 | 0
Phase 1 energy margin |  |  | 2.422 | 2.8534 | 3.2935 | 3.7424 | 0.035317 | -0.029477 | -0.097204 | -0.16796 | 0 | 0 | 0
Phase 1 operations |  |  | 4.1 | 4.223 | 4.3497 | 4.4802 | 4.6146 | 4.753 | 4.8956 | 5.0425 | 2.0775 | 2.1398 | 2.204
Phase 2 capacity rent |  |  | 0 | 0 | 29.184 | 29.7677 | 30.363 | 30.9703 | 31.5897 | 32.2215 | 32.8659 | 33.5232 | 34.1937
Phase 2 IT energy, MWh |  |  | 0 | 0 | 112128 | 112128 | 112128 | 112128 | 112128 | 112128 | 112128 | 112128 | 112128
Phase 2 energy fee |  |  | 0 | 0 | 0.40366 | 0.40366 | 0.40366 | 0.40366 | 0.40366 | 0.40366 | 0.40366 | 0.40366 | 0.40366
Phase 2 operations |  |  | 0 | 0 | 1.6974 | 1.7484 | 1.8008 | 1.8548 | 1.9105 | 1.9678 | 2.0268 | 2.0876 | 2.1503
Management |  |  | 0.52992 | 0.54052 | 0.84317 | 0.86003 | 0.87723 | 0.89478 | 0.91267 | 0.93093 | 0.32866 | 0.33523 | 0.34194
NOI |  |  | 50.784 | 52.1418 | 81.1238 | 83.0607 | 80.8696 | 82.3493 | 83.855 | 85.3871 | 28.8366 | 29.3642 | 29.9011
Major-repair reserve |  |  | 1.3 | 1.339 | 1.9096 | 1.9669 | 2.0259 | 2.0867 | 2.1493 | 2.2138 | 1.2921 | 1.3309 | 1.3708
Phase 2 construction |  |  | 84 | 84 | 0 | 0 | 0 | 0 | 0 | 0 | 0 | 0 | 0
Lease-end capex (refresh, retrofit or fit-out) |  |  | 0 | 0 | 0 | 0 | 0 | 0 | 0 | 0 | 0 | 0 | 0
Cash flow before exit (NOI less reserve and capex) |  |  | -34.516 | -33.1972 | 79.2142 | 81.0938 | 78.8437 | 80.2626 | 81.7057 | 83.1734 | 27.5445 | 28.0333 | 28.5303
Year 11 is the forward year: its NOI sets the exit value at the end of year 10.
Exit cap rate (outcome rate plus shift) | 6%
Year-11 phase 2 NOI | 32.1052
Year-11 phase 1 NOI (site costs if stranded) | -2.204
Stranded: powered land less demolition | 39.2
Gross exit value | 537.5524
Net exit value (after exit costs) | 529.4891
Entry cost (price plus transaction costs) | 918
Unlevered cash flow |  | 0 | 1 | 2 | 3 | 4 | 5 | 6 | 7 | 8 | 9 | 10
Unlevered cash flow (entry, operations, exit) |  | -918 | -34.516 | -33.1972 | 79.2142 | 81.0938 | 78.8437 | 80.2626 | 81.7057 | 83.1734 | 27.5445 | 557.5224
Unlevered IRR, IRR() over the row | 1.048%
Exit cap rate +75 bp
Phase 1 outcome at lease end (renew, retrofit, relet or stranded) | renew
Market power price shock from the shock year | 0%
Phase 2 energization year | 3
Tenant load falls from year (0 = never) | 0
Phase 1 IT load after the fall | 45%
Phase 1 partial-load PUE after the fall | 1.55
Exit cap rate shift | 0.75%
Actual PUE of phase 1 | 1.4
Renewal rent reset, share of passing rent | 90%
Re-let colocation rent, $ per kW per month (year 10) | 120
Purchase price, $m | 900
Phase 1 passing rent in the last lease year, $m | 60.8712
Year of ownership ($m unless marked) |  |  | 1 | 2 | 3 | 4 | 5 | 6 | 7 | 8 | 9 | 10 | 11
Landlord supply price, $ per MWh |  |  | 61 | 61 | 61 | 61 | 67 | 68.675 | 70.3919 | 72.1517 | 73.9555 | 75.8044 | 77.6995
Tariff billed to the tenant, $ per MWh |  |  | 74 | 75.48 | 76.9896 | 78.5294 | 80.1 | 81.702 | 83.336 | 85.0027 | 86.7028 | 88.4369 | 90.2056
Cost index |  |  | 1 | 1.03 | 1.0609 | 1.0927 | 1.1255 | 1.1593 | 1.1941 | 1.2299 | 1.2668 | 1.3048 | 1.3439
Phase 1 IT load, share of capacity |  |  | 80% | 80% | 80% | 80% | 80% | 80% | 80% | 80% | 80% | 80% | 80%
Phase 1 PUE |  |  | 1.4 | 1.4 | 1.4 | 1.4 | 1.4 | 1.4 | 1.4 | 1.4 | 1.4 | 1.4 | 1.4
Phase 1 halls in service (occupancy) |  |  | 100% | 100% | 100% | 100% | 100% | 100% | 100% | 100% | 100% | 100% | 100%
Phase 1 IT energy, MWh |  |  | 224256 | 224256 | 224256 | 224256 | 224256 | 224256 | 224256 | 224256 | 224256 | 224256 | 224256
Phase 1 capacity rent |  |  | 52.992 | 54.0518 | 55.1329 | 56.2355 | 57.3602 | 58.5074 | 59.6776 | 60.8712 | 54.784 | 55.8797 | 56.9973
Phase 1 energy margin |  |  | 2.422 | 2.8534 | 3.2935 | 3.7424 | 2.3166 | 2.2577 | 2.1951 | 2.1285 | 2.0578 | 1.9828 | 1.9035
Phase 1 operations |  |  | 4.1 | 4.223 | 4.3497 | 4.4802 | 4.6146 | 4.753 | 4.8956 | 5.0425 | 5.1938 | 5.3496 | 5.5101
Phase 2 capacity rent |  |  | 0 | 0 | 29.184 | 29.7677 | 30.363 | 30.9703 | 31.5897 | 32.2215 | 32.8659 | 33.5232 | 34.1937
Phase 2 IT energy, MWh |  |  | 0 | 0 | 112128 | 112128 | 112128 | 112128 | 112128 | 112128 | 112128 | 112128 | 112128
Phase 2 energy fee |  |  | 0 | 0 | 0.40366 | 0.40366 | 0.40366 | 0.40366 | 0.40366 | 0.40366 | 0.40366 | 0.40366 | 0.40366
Phase 2 operations |  |  | 0 | 0 | 1.6974 | 1.7484 | 1.8008 | 1.8548 | 1.9105 | 1.9678 | 2.0268 | 2.0876 | 2.1503
Management |  |  | 0.52992 | 0.54052 | 0.84317 | 0.86003 | 0.87723 | 0.89478 | 0.91267 | 0.93093 | 0.8765 | 0.89403 | 0.91191
NOI |  |  | 50.784 | 52.1418 | 81.1238 | 83.0607 | 83.1509 | 84.6365 | 86.1473 | 87.6836 | 82.0143 | 83.4582 | 84.9259
Major-repair reserve |  |  | 1.3 | 1.339 | 1.9096 | 1.9669 | 2.0259 | 2.0867 | 2.1493 | 2.2138 | 2.2802 | 2.3486 | 2.419
Phase 2 construction |  |  | 84 | 84 | 0 | 0 | 0 | 0 | 0 | 0 | 0 | 0 | 0
Lease-end capex (refresh, retrofit or fit-out) |  |  | 0 | 0 | 0 | 0 | 0 | 0 | 0 | 0 | 12.8 | 0 | 0
Cash flow before exit (NOI less reserve and capex) |  |  | -34.516 | -33.1972 | 79.2142 | 81.0938 | 81.1249 | 82.5498 | 83.998 | 85.4698 | 66.9341 | 81.1096 | 82.5069
Year 11 is the forward year: its NOI sets the exit value at the end of year 10.
Exit cap rate (outcome rate plus shift) | 7%
Year-11 phase 2 NOI | 32.1052
Year-11 phase 1 NOI (site costs if stranded) | 52.8208
Stranded: powered land less demolition | 0
Gross exit value | 1213.2276
Net exit value (after exit costs) | 1195.0292
Entry cost (price plus transaction costs) | 918
Unlevered cash flow |  | 0 | 1 | 2 | 3 | 4 | 5 | 6 | 7 | 8 | 9 | 10
Unlevered cash flow (entry, operations, exit) |  | -918 | -34.516 | -33.1972 | 79.2142 | 81.0938 | 81.1249 | 82.5498 | 83.998 | 85.4698 | 66.9341 | 1276.1389
Unlevered IRR, IRR() over the row | 7.609%
Phase 1 at its contract PUE of 1.30
Phase 1 outcome at lease end (renew, retrofit, relet or stranded) | renew
Market power price shock from the shock year | 0%
Phase 2 energization year | 3
Tenant load falls from year (0 = never) | 0
Phase 1 IT load after the fall | 45%
Phase 1 partial-load PUE after the fall | 1.55
Exit cap rate shift | 0%
Actual PUE of phase 1 | 1.3
Renewal rent reset, share of passing rent | 90%
Re-let colocation rent, $ per kW per month (year 10) | 120
Purchase price, $m | 900
Phase 1 passing rent in the last lease year, $m | 60.8712
Year of ownership ($m unless marked) |  |  | 1 | 2 | 3 | 4 | 5 | 6 | 7 | 8 | 9 | 10 | 11
Landlord supply price, $ per MWh |  |  | 61 | 61 | 61 | 61 | 67 | 68.675 | 70.3919 | 72.1517 | 73.9555 | 75.8044 | 77.6995
Tariff billed to the tenant, $ per MWh |  |  | 74 | 75.48 | 76.9896 | 78.5294 | 80.1 | 81.702 | 83.336 | 85.0027 | 86.7028 | 88.4369 | 90.2056
Cost index |  |  | 1 | 1.03 | 1.0609 | 1.0927 | 1.1255 | 1.1593 | 1.1941 | 1.2299 | 1.2668 | 1.3048 | 1.3439
Phase 1 IT load, share of capacity |  |  | 80% | 80% | 80% | 80% | 80% | 80% | 80% | 80% | 80% | 80% | 80%
Phase 1 PUE |  |  | 1.3 | 1.3 | 1.3 | 1.3 | 1.3 | 1.3 | 1.3 | 1.3 | 1.3 | 1.3 | 1.3
Phase 1 halls in service (occupancy) |  |  | 100% | 100% | 100% | 100% | 100% | 100% | 100% | 100% | 100% | 100% | 100%
Phase 1 IT energy, MWh |  |  | 224256 | 224256 | 224256 | 224256 | 224256 | 224256 | 224256 | 224256 | 224256 | 224256 | 224256
Phase 1 capacity rent |  |  | 52.992 | 54.0518 | 55.1329 | 56.2355 | 57.3602 | 58.5074 | 59.6776 | 60.8712 | 54.784 | 55.8797 | 56.9973
Phase 1 energy margin |  |  | 3.7899 | 4.2214 | 4.6615 | 5.1104 | 3.8191 | 3.7978 | 3.7736 | 3.7465 | 3.7163 | 3.6828 | 3.6459
Phase 1 operations |  |  | 4.1 | 4.223 | 4.3497 | 4.4802 | 4.6146 | 4.753 | 4.8956 | 5.0425 | 5.1938 | 5.3496 | 5.5101
Phase 2 capacity rent |  |  | 0 | 0 | 29.184 | 29.7677 | 30.363 | 30.9703 | 31.5897 | 32.2215 | 32.8659 | 33.5232 | 34.1937
Phase 2 IT energy, MWh |  |  | 0 | 0 | 112128 | 112128 | 112128 | 112128 | 112128 | 112128 | 112128 | 112128 | 112128
Phase 2 energy fee |  |  | 0 | 0 | 0.40366 | 0.40366 | 0.40366 | 0.40366 | 0.40366 | 0.40366 | 0.40366 | 0.40366 | 0.40366
Phase 2 operations |  |  | 0 | 0 | 1.6974 | 1.7484 | 1.8008 | 1.8548 | 1.9105 | 1.9678 | 2.0268 | 2.0876 | 2.1503
Management |  |  | 0.52992 | 0.54052 | 0.84317 | 0.86003 | 0.87723 | 0.89478 | 0.91267 | 0.93093 | 0.8765 | 0.89403 | 0.91191
NOI |  |  | 52.152 | 53.5097 | 82.4917 | 84.4287 | 84.6534 | 86.1766 | 87.7258 | 89.3016 | 83.6728 | 85.1582 | 86.6684
Major-repair reserve |  |  | 1.3 | 1.339 | 1.9096 | 1.9669 | 2.0259 | 2.0867 | 2.1493 | 2.2138 | 2.2802 | 2.3486 | 2.419
Phase 2 construction |  |  | 84 | 84 | 0 | 0 | 0 | 0 | 0 | 0 | 0 | 0 | 0
Lease-end capex (refresh, retrofit or fit-out) |  |  | 0 | 0 | 0 | 0 | 0 | 0 | 0 | 0 | 12.8 | 0 | 0
Cash flow before exit (NOI less reserve and capex) |  |  | -33.148 | -31.8293 | 80.5821 | 82.4618 | 82.6275 | 84.0899 | 85.5765 | 87.0878 | 68.5926 | 82.8096 | 84.2493
Year 11 is the forward year: its NOI sets the exit value at the end of year 10.
Exit cap rate (outcome rate plus shift) | 6.25%
Year-11 phase 2 NOI | 32.1052
Year-11 phase 1 NOI (site costs if stranded) | 54.5632
Stranded: powered land less demolition | 0
Gross exit value | 1386.6943
Net exit value (after exit costs) | 1365.8939
Entry cost (price plus transaction costs) | 918
Unlevered cash flow |  | 0 | 1 | 2 | 3 | 4 | 5 | 6 | 7 | 8 | 9 | 10
Unlevered cash flow (entry, operations, exit) |  | -918 | -33.148 | -31.8293 | 80.5821 | 82.4618 | 82.6275 | 84.0899 | 85.5765 | 87.0878 | 68.5926 | 1448.7034
Unlevered IRR, IRR() over the row | 8.775%
PUE 1.30 with the +40% power shock
Phase 1 outcome at lease end (renew, retrofit, relet or stranded) | renew
Market power price shock from the shock year | 40%
Phase 2 energization year | 3
Tenant load falls from year (0 = never) | 0
Phase 1 IT load after the fall | 45%
Phase 1 partial-load PUE after the fall | 1.55
Exit cap rate shift | 0%
Actual PUE of phase 1 | 1.3
Renewal rent reset, share of passing rent | 90%
Re-let colocation rent, $ per kW per month (year 10) | 120
Purchase price, $m | 900
Phase 1 passing rent in the last lease year, $m | 60.8712
Year of ownership ($m unless marked) |  |  | 1 | 2 | 3 | 4 | 5 | 6 | 7 | 8 | 9 | 10 | 11
Landlord supply price, $ per MWh |  |  | 61 | 61 | 61 | 61 | 93.8 | 96.145 | 98.5486 | 101.0123 | 103.5376 | 106.1261 | 108.7792
Tariff billed to the tenant, $ per MWh |  |  | 74 | 75.48 | 76.9896 | 78.5294 | 80.1 | 81.702 | 83.336 | 85.0027 | 86.7028 | 88.4369 | 90.2056
Cost index |  |  | 1 | 1.03 | 1.0609 | 1.0927 | 1.1255 | 1.1593 | 1.1941 | 1.2299 | 1.2668 | 1.3048 | 1.3439
Phase 1 IT load, share of capacity |  |  | 80% | 80% | 80% | 80% | 80% | 80% | 80% | 80% | 80% | 80% | 80%
Phase 1 PUE |  |  | 1.3 | 1.3 | 1.3 | 1.3 | 1.3 | 1.3 | 1.3 | 1.3 | 1.3 | 1.3 | 1.3
Phase 1 halls in service (occupancy) |  |  | 100% | 100% | 100% | 100% | 100% | 100% | 100% | 100% | 100% | 100% | 100%
Phase 1 IT energy, MWh |  |  | 224256 | 224256 | 224256 | 224256 | 224256 | 224256 | 224256 | 224256 | 224256 | 224256 | 224256
Phase 1 capacity rent |  |  | 52.992 | 54.0518 | 55.1329 | 56.2355 | 57.3602 | 58.5074 | 59.6776 | 60.8712 | 54.784 | 55.8797 | 56.9973
Phase 1 energy margin |  |  | 3.7899 | 4.2214 | 4.6615 | 5.1104 | -3.994 | -4.2106 | -4.435 | -4.6673 | -4.9079 | -5.157 | -5.4148
Phase 1 operations |  |  | 4.1 | 4.223 | 4.3497 | 4.4802 | 4.6146 | 4.753 | 4.8956 | 5.0425 | 5.1938 | 5.3496 | 5.5101
Phase 2 capacity rent |  |  | 0 | 0 | 29.184 | 29.7677 | 30.363 | 30.9703 | 31.5897 | 32.2215 | 32.8659 | 33.5232 | 34.1937
Phase 2 IT energy, MWh |  |  | 0 | 0 | 112128 | 112128 | 112128 | 112128 | 112128 | 112128 | 112128 | 112128 | 112128
Phase 2 energy fee |  |  | 0 | 0 | 0.40366 | 0.40366 | 0.40366 | 0.40366 | 0.40366 | 0.40366 | 0.40366 | 0.40366 | 0.40366
Phase 2 operations |  |  | 0 | 0 | 1.6974 | 1.7484 | 1.8008 | 1.8548 | 1.9105 | 1.9678 | 2.0268 | 2.0876 | 2.1503
Management |  |  | 0.52992 | 0.54052 | 0.84317 | 0.86003 | 0.87723 | 0.89478 | 0.91267 | 0.93093 | 0.8765 | 0.89403 | 0.91191
NOI |  |  | 52.152 | 53.5097 | 82.4917 | 84.4287 | 76.8403 | 78.1682 | 79.5172 | 80.8878 | 75.0486 | 76.3184 | 77.6076
Major-repair reserve |  |  | 1.3 | 1.339 | 1.9096 | 1.9669 | 2.0259 | 2.0867 | 2.1493 | 2.2138 | 2.2802 | 2.3486 | 2.419
Phase 2 construction |  |  | 84 | 84 | 0 | 0 | 0 | 0 | 0 | 0 | 0 | 0 | 0
Lease-end capex (refresh, retrofit or fit-out) |  |  | 0 | 0 | 0 | 0 | 0 | 0 | 0 | 0 | 12.8 | 0 | 0
Cash flow before exit (NOI less reserve and capex) |  |  | -33.148 | -31.8293 | 80.5821 | 82.4618 | 74.8144 | 76.0815 | 77.3679 | 78.674 | 59.9684 | 73.9698 | 75.1886
Year 11 is the forward year: its NOI sets the exit value at the end of year 10.
Exit cap rate (outcome rate plus shift) | 6.25%
Year-11 phase 2 NOI | 32.1052
Year-11 phase 1 NOI (site costs if stranded) | 45.5025
Stranded: powered land less demolition | 0
Gross exit value | 1241.7219
Net exit value (after exit costs) | 1223.096
Entry cost (price plus transaction costs) | 918
Unlevered cash flow |  | 0 | 1 | 2 | 3 | 4 | 5 | 6 | 7 | 8 | 9 | 10
Unlevered cash flow (entry, operations, exit) |  | -918 | -33.148 | -31.8293 | 80.5821 | 82.4618 | 74.8144 | 76.0815 | 77.3679 | 78.674 | 59.9684 | 1297.0658
Unlevered IRR, IRR() over the row | 7.54%
Power +40% and exit cap rate +75 bp (the portfolio's combined case)
Phase 1 outcome at lease end (renew, retrofit, relet or stranded) | renew
Market power price shock from the shock year | 40%
Phase 2 energization year | 3
Tenant load falls from year (0 = never) | 0
Phase 1 IT load after the fall | 45%
Phase 1 partial-load PUE after the fall | 1.55
Exit cap rate shift | 0.75%
Actual PUE of phase 1 | 1.4
Renewal rent reset, share of passing rent | 90%
Re-let colocation rent, $ per kW per month (year 10) | 120
Purchase price, $m | 900
Phase 1 passing rent in the last lease year, $m | 60.8712
Year of ownership ($m unless marked) |  |  | 1 | 2 | 3 | 4 | 5 | 6 | 7 | 8 | 9 | 10 | 11
Landlord supply price, $ per MWh |  |  | 61 | 61 | 61 | 61 | 93.8 | 96.145 | 98.5486 | 101.0123 | 103.5376 | 106.1261 | 108.7792
Tariff billed to the tenant, $ per MWh |  |  | 74 | 75.48 | 76.9896 | 78.5294 | 80.1 | 81.702 | 83.336 | 85.0027 | 86.7028 | 88.4369 | 90.2056
Cost index |  |  | 1 | 1.03 | 1.0609 | 1.0927 | 1.1255 | 1.1593 | 1.1941 | 1.2299 | 1.2668 | 1.3048 | 1.3439
Phase 1 IT load, share of capacity |  |  | 80% | 80% | 80% | 80% | 80% | 80% | 80% | 80% | 80% | 80% | 80%
Phase 1 PUE |  |  | 1.4 | 1.4 | 1.4 | 1.4 | 1.4 | 1.4 | 1.4 | 1.4 | 1.4 | 1.4 | 1.4
Phase 1 halls in service (occupancy) |  |  | 100% | 100% | 100% | 100% | 100% | 100% | 100% | 100% | 100% | 100% | 100%
Phase 1 IT energy, MWh |  |  | 224256 | 224256 | 224256 | 224256 | 224256 | 224256 | 224256 | 224256 | 224256 | 224256 | 224256
Phase 1 capacity rent |  |  | 52.992 | 54.0518 | 55.1329 | 56.2355 | 57.3602 | 58.5074 | 59.6776 | 60.8712 | 54.784 | 55.8797 | 56.9973
Phase 1 energy margin |  |  | 2.422 | 2.8534 | 3.2935 | 3.7424 | -6.0975 | -6.3667 | -6.645 | -6.9326 | -7.2298 | -7.5369 | -7.8543
Phase 1 operations |  |  | 4.1 | 4.223 | 4.3497 | 4.4802 | 4.6146 | 4.753 | 4.8956 | 5.0425 | 5.1938 | 5.3496 | 5.5101
Phase 2 capacity rent |  |  | 0 | 0 | 29.184 | 29.7677 | 30.363 | 30.9703 | 31.5897 | 32.2215 | 32.8659 | 33.5232 | 34.1937
Phase 2 IT energy, MWh |  |  | 0 | 0 | 112128 | 112128 | 112128 | 112128 | 112128 | 112128 | 112128 | 112128 | 112128
Phase 2 energy fee |  |  | 0 | 0 | 0.40366 | 0.40366 | 0.40366 | 0.40366 | 0.40366 | 0.40366 | 0.40366 | 0.40366 | 0.40366
Phase 2 operations |  |  | 0 | 0 | 1.6974 | 1.7484 | 1.8008 | 1.8548 | 1.9105 | 1.9678 | 2.0268 | 2.0876 | 2.1503
Management |  |  | 0.52992 | 0.54052 | 0.84317 | 0.86003 | 0.87723 | 0.89478 | 0.91267 | 0.93093 | 0.8765 | 0.89403 | 0.91191
NOI |  |  | 50.784 | 52.1418 | 81.1238 | 83.0607 | 74.7368 | 76.012 | 77.3072 | 78.6225 | 72.7267 | 73.9384 | 75.1682
Major-repair reserve |  |  | 1.3 | 1.339 | 1.9096 | 1.9669 | 2.0259 | 2.0867 | 2.1493 | 2.2138 | 2.2802 | 2.3486 | 2.419
Phase 2 construction |  |  | 84 | 84 | 0 | 0 | 0 | 0 | 0 | 0 | 0 | 0 | 0
Lease-end capex (refresh, retrofit or fit-out) |  |  | 0 | 0 | 0 | 0 | 0 | 0 | 0 | 0 | 12.8 | 0 | 0
Cash flow before exit (NOI less reserve and capex) |  |  | -34.516 | -33.1972 | 79.2142 | 81.0938 | 72.7109 | 73.9253 | 75.1579 | 76.4087 | 57.6465 | 71.5899 | 72.7491
Year 11 is the forward year: its NOI sets the exit value at the end of year 10.
Exit cap rate (outcome rate plus shift) | 7%
Year-11 phase 2 NOI | 32.1052
Year-11 phase 1 NOI (site costs if stranded) | 43.063
Stranded: powered land less demolition | 0
Gross exit value | 1073.8311
Net exit value (after exit costs) | 1057.7236
Entry cost (price plus transaction costs) | 918
Unlevered cash flow |  | 0 | 1 | 2 | 3 | 4 | 5 | 6 | 7 | 8 | 9 | 10
Unlevered cash flow (entry, operations, exit) |  | -918 | -34.516 | -33.1972 | 79.2142 | 81.0938 | 72.7109 | 73.9253 | 75.1579 | 76.4087 | 57.6465 | 1129.3135
Unlevered IRR, IRR() over the row | 6.255%

## Valuation
Valuation: three prices for one building (Chapter 7) and what the lease covers (Chapter 6)
Direct capitalization, DCF at the discount rate by outcome, and a listed platform multiple. All on live model rows.
Direct capitalization and the platform multiple
Year-1 NOI (base) | 50.784
Going-in cap rate (year-1 NOI / price) | 5.643%
Direct capitalization on year-1 NOI at the market cap rate | 923.3463
Stabilized NOI (year 3, phase 2 in service) | 81.1238
Direct capitalization on year-3 NOI less the phase 2 cost to spend | 1306.9776
Platform multiple x year-3 NOI less the phase 2 cost to spend | 1616.7229
DCF at the discount rate: unlevered flows of years 1 to 10, exit included, by outcome
DCF, renew | 995.8686
DCF, retrofit | 1054.5274
DCF, relet | 726.1579
DCF, stranded | 557.0767
What the signed lease pays back: phase 1 NOI less its reserve over the remaining lease, at the discount rate
Year |  | 1 | 2 | 3 | 4 | 5 | 6 | 7 | 8 | 9 | 10 | 11
In the lease (1 = yes) |  | 1 | 1 | 1 | 1 | 1 | 1 | 1 | 1 | 0 | 0 | 0
Phase 1 NOI less reserve |  | 49.484 | 50.8028 | 52.1462 | 53.5149 | 53.0255 | 53.92 | 54.828 | 55.7496 | 49.4534 | 50.258 | 51.0737
Discount factor |  | 0.93023 | 0.86533 | 0.80496 | 0.7488 | 0.69656 | 0.64796 | 0.60275 | 0.5607 | 0.52158 | 0.48519 | 0.45134
Present value while in the lease |  | 46.0317 | 43.9613 | 41.9757 | 40.072 | 36.9353 | 34.9381 | 33.0478 | 31.2589 | 0 | 0 | 0
Present value of the lease | 308.2208
Share of the price the signed lease pays back | 34.25%
Density and public markers (Chapters 5 and 7)
Phase 1 racks at design density | 2133.3333
Phase 2 racks at design density | 123.0769
Racks of the current AI system that phase 1's 32 MW could feed | 242.4242
Racks of the next announced generation that 32 MW could feed | 53.3333
Current AI rack over phase 1's ceiling | 5.28
Halvard's rent over the CBRE asking rate | 74.98%
Relet rent needed for 10% over the CBRE asking rate | 133.7%
Multiple at which the platform method gives the price | 13.1651
Year-5 energy margin swing under the +40% shock | 8.4141

## Thresholds
Thresholds: the value at which the answer changes
Each block holds the model's threshold in a yellow input and recomputes the whole case with it: the target line shows the target is hit. Change the input to see the answer move.
Threshold: Power shock at which the year-5 energy margin reaches zero
Power shock at which the year-5 energy margin reaches zero | 11.01% | threshold input: the model's value, change it to test
Phase 1 outcome at lease end (renew, retrofit, relet or stranded) | renew
Market power price shock from the shock year | 11.01%
Phase 2 energization year | 3
Tenant load falls from year (0 = never) | 0
Phase 1 IT load after the fall | 45%
Phase 1 partial-load PUE after the fall | 1.55
Exit cap rate shift | 0%
Actual PUE of phase 1 | 1.4
Renewal rent reset, share of passing rent | 90%
Re-let colocation rent, $ per kW per month (year 10) | 120
Purchase price, $m | 900
Phase 1 passing rent in the last lease year, $m | 60.8712
Year of ownership ($m unless marked) |  |  | 1 | 2 | 3 | 4 | 5 | 6 | 7 | 8 | 9 | 10 | 11
Landlord supply price, $ per MWh |  |  | 61 | 61 | 61 | 61 | 74.3786 | 76.238 | 78.144 | 80.0976 | 82.1 | 84.1525 | 86.2563
Tariff billed to the tenant, $ per MWh |  |  | 74 | 75.48 | 76.9896 | 78.5294 | 80.1 | 81.702 | 83.336 | 85.0027 | 86.7028 | 88.4369 | 90.2056
Cost index |  |  | 1 | 1.03 | 1.0609 | 1.0927 | 1.1255 | 1.1593 | 1.1941 | 1.2299 | 1.2668 | 1.3048 | 1.3439
Phase 1 IT load, share of capacity |  |  | 80% | 80% | 80% | 80% | 80% | 80% | 80% | 80% | 80% | 80% | 80%
Phase 1 PUE |  |  | 1.4 | 1.4 | 1.4 | 1.4 | 1.4 | 1.4 | 1.4 | 1.4 | 1.4 | 1.4 | 1.4
Phase 1 halls in service (occupancy) |  |  | 100% | 100% | 100% | 100% | 100% | 100% | 100% | 100% | 100% | 100% | 100%
Phase 1 IT energy, MWh |  |  | 224256 | 224256 | 224256 | 224256 | 224256 | 224256 | 224256 | 224256 | 224256 | 224256 | 224256
Phase 1 capacity rent |  |  | 52.992 | 54.0518 | 55.1329 | 56.2355 | 57.3602 | 58.5074 | 59.6776 | 60.8712 | 54.784 | 55.8797 | 56.9973
Phase 1 energy margin |  |  | 2.422 | 2.8534 | 3.2935 | 3.7424 | 0 | -0.11676 | -0.23877 | -0.36622 | -0.49928 | -0.63814 | -0.78301
Phase 1 operations |  |  | 4.1 | 4.223 | 4.3497 | 4.4802 | 4.6146 | 4.753 | 4.8956 | 5.0425 | 5.1938 | 5.3496 | 5.5101
Phase 2 capacity rent |  |  | 0 | 0 | 29.184 | 29.7677 | 30.363 | 30.9703 | 31.5897 | 32.2215 | 32.8659 | 33.5232 | 34.1937
Phase 2 IT energy, MWh |  |  | 0 | 0 | 112128 | 112128 | 112128 | 112128 | 112128 | 112128 | 112128 | 112128 | 112128
Phase 2 energy fee |  |  | 0 | 0 | 0.40366 | 0.40366 | 0.40366 | 0.40366 | 0.40366 | 0.40366 | 0.40366 | 0.40366 | 0.40366
Phase 2 operations |  |  | 0 | 0 | 1.6974 | 1.7484 | 1.8008 | 1.8548 | 1.9105 | 1.9678 | 2.0268 | 2.0876 | 2.1503
Management |  |  | 0.52992 | 0.54052 | 0.84317 | 0.86003 | 0.87723 | 0.89478 | 0.91267 | 0.93093 | 0.8765 | 0.89403 | 0.91191
NOI |  |  | 50.784 | 52.1418 | 81.1238 | 83.0607 | 80.8343 | 82.262 | 83.7134 | 85.1889 | 79.4573 | 80.8372 | 82.2394
Major-repair reserve |  |  | 1.3 | 1.339 | 1.9096 | 1.9669 | 2.0259 | 2.0867 | 2.1493 | 2.2138 | 2.2802 | 2.3486 | 2.419
Phase 2 construction |  |  | 84 | 84 | 0 | 0 | 0 | 0 | 0 | 0 | 0 | 0 | 0
Lease-end capex (refresh, retrofit or fit-out) |  |  | 0 | 0 | 0 | 0 | 0 | 0 | 0 | 0 | 12.8 | 0 | 0
Cash flow before exit (NOI less reserve and capex) |  |  | -34.516 | -33.1972 | 79.2142 | 81.0938 | 78.8084 | 80.1753 | 81.5641 | 82.9751 | 64.3771 | 78.4886 | 79.8204
Year 11 is the forward year: its NOI sets the exit value at the end of year 10.
Exit cap rate (outcome rate plus shift) | 6.25%
Year-11 phase 2 NOI | 32.1052
Year-11 phase 1 NOI (site costs if stranded) | 50.1343
Stranded: powered land less demolition | 0
Gross exit value | 1315.831
Net exit value (after exit costs) | 1296.0935
Entry cost (price plus transaction costs) | 918
Unlevered cash flow |  | 0 | 1 | 2 | 3 | 4 | 5 | 6 | 7 | 8 | 9 | 10
Unlevered cash flow (entry, operations, exit) |  | -918 | -34.516 | -33.1972 | 79.2142 | 81.0938 | 78.8084 | 80.1753 | 81.5641 | 82.9751 | 64.3771 | 1374.5822
Unlevered IRR, IRR() over the row | 8.126%
Acquisition loan | 495
Annual payment once amortization starts | 38.7222
Balloon at maturity (balance after the amortizing years) | 444.1409
New long lease signed before the refinancing (1 = yes, renew only) | 1
Refinancing amortization, years | 20
NOI the new lender counts (year after maturity, less reserve) | 82.9751
Debt service the DSCR allows | 59.2679
Loan sized by DSCR | 653.0442
Value at refinancing (NOI / exit cap rate) | 1327.6017
Loan sized by loan to value | 730.181
New loan (the lower of the two) | 653.0442
Refinancing cash to equity (negative: equity pays down) | 202.3728
Annual payment on the new loan | 59.2679
Debt schedule |  | 0 | 1 | 2 | 3 | 4 | 5 | 6 | 7 | 8 | 9 | 10
Opening balance |  |  | 495 | 495 | 495 | 485.9778 | 476.4142 | 466.2768 | 455.5312 | 653.0442 | 636.2241 | 618.3107
Interest rate |  |  | 6% | 6% | 6% | 6% | 6% | 6% | 6% | 6.5% | 6.5% | 6.5%
Interest |  |  | 29.7 | 29.7 | 29.7 | 29.1587 | 28.5849 | 27.9766 | 27.3319 | 42.4479 | 41.3546 | 40.1902
Principal |  |  | 0 | 0 | 9.0222 | 9.5636 | 10.1374 | 10.7456 | 11.3904 | 16.8201 | 17.9134 | 19.0777
Closing balance |  |  | 495 | 495 | 485.9778 | 476.4142 | 466.2768 | 455.5312 | 444.1409 | 636.2241 | 618.3107 | 599.233
Debt service |  |  | 29.7 | 29.7 | 38.7222 | 38.7222 | 38.7222 | 38.7222 | 38.7222 | 59.2679 | 59.2679 | 59.2679
DSCR: (NOI less reserve) / debt service |  |  | 1.6661 | 1.7105 | 2.0457 | 2.0942 | 2.0352 | 2.0705 | 2.1064 | 1.4 | 1.3022 | 1.3243
Lowest DSCR, years 5 to 7 (lock-up test) | 2.0352
Equity cash flow |  | 0 | 1 | 2 | 3 | 4 | 5 | 6 | 7 | 8 | 9 | 10
Debt cash flow (loan, service, refinancing, repayment) |  | 490.05 | -29.7 | -29.7 | -38.7222 | -38.7222 | -38.7222 | -38.7222 | 163.6506 | -59.2679 | -59.2679 | -658.5009
Equity cash flow |  | -427.95 | -64.216 | -62.8972 | 40.4919 | 42.3716 | 40.0862 | 41.4531 | 245.2147 | 23.7072 | 5.1091 | 716.0812
Equity IRR, IRR() over the row | 9.587%
Equity multiple (money back / money in) | 2.08
Equity at purchase | 427.95
Target: Year-5 phase 1 energy margin | 0
Recomputed with the threshold: Year-5 phase 1 energy margin | 0
Gap (recomputed less target) | 0
Target hit | OK
Threshold: Power shock at which equity IRR falls to the 10% target
Power shock at which equity IRR falls to the 10% target | 3.999% | 0: threshold input: the model's value, change it to test
Phase 1 outcome at lease end (renew, retrofit, relet or stranded) | renew
Market power price shock from the shock year | 3.999%
Phase 2 energization year | 3
Tenant load falls from year (0 = never) | 0
Phase 1 IT load after the fall | 45%
Phase 1 partial-load PUE after the fall | 1.55
Exit cap rate shift | 0%
Actual PUE of phase 1 | 1.4
Renewal rent reset, share of passing rent | 90%
Re-let colocation rent, $ per kW per month (year 10) | 120
Purchase price, $m | 900
Phase 1 passing rent in the last lease year, $m | 60.8712
Year of ownership ($m unless marked) |  |  | 1 | 2 | 3 | 4 | 5 | 6 | 7 | 8 | 9 | 10 | 11
Landlord supply price, $ per MWh |  |  | 61 | 61 | 61 | 61 | 69.6795 | 71.4215 | 73.207 | 75.0372 | 76.9131 | 78.836 | 80.8069
Tariff billed to the tenant, $ per MWh |  |  | 74 | 75.48 | 76.9896 | 78.5294 | 80.1 | 81.702 | 83.336 | 85.0027 | 86.7028 | 88.4369 | 90.2056
Cost index |  |  | 1 | 1.03 | 1.0609 | 1.0927 | 1.1255 | 1.1593 | 1.1941 | 1.2299 | 1.2668 | 1.3048 | 1.3439
Phase 1 IT load, share of capacity |  |  | 80% | 80% | 80% | 80% | 80% | 80% | 80% | 80% | 80% | 80% | 80%
Phase 1 PUE |  |  | 1.4 | 1.4 | 1.4 | 1.4 | 1.4 | 1.4 | 1.4 | 1.4 | 1.4 | 1.4 | 1.4
Phase 1 halls in service (occupancy) |  |  | 100% | 100% | 100% | 100% | 100% | 100% | 100% | 100% | 100% | 100% | 100%
Phase 1 IT energy, MWh |  |  | 224256 | 224256 | 224256 | 224256 | 224256 | 224256 | 224256 | 224256 | 224256 | 224256 | 224256
Phase 1 capacity rent |  |  | 52.992 | 54.0518 | 55.1329 | 56.2355 | 57.3602 | 58.5074 | 59.6776 | 60.8712 | 54.784 | 55.8797 | 56.9973
Phase 1 energy margin |  |  | 2.422 | 2.8534 | 3.2935 | 3.7424 | 1.4753 | 1.3954 | 1.3112 | 1.2225 | 1.1292 | 1.031 | 0.92789
Phase 1 operations |  |  | 4.1 | 4.223 | 4.3497 | 4.4802 | 4.6146 | 4.753 | 4.8956 | 5.0425 | 5.1938 | 5.3496 | 5.5101
Phase 2 capacity rent |  |  | 0 | 0 | 29.184 | 29.7677 | 30.363 | 30.9703 | 31.5897 | 32.2215 | 32.8659 | 33.5232 | 34.1937
Phase 2 IT energy, MWh |  |  | 0 | 0 | 112128 | 112128 | 112128 | 112128 | 112128 | 112128 | 112128 | 112128 | 112128
Phase 2 energy fee |  |  | 0 | 0 | 0.40366 | 0.40366 | 0.40366 | 0.40366 | 0.40366 | 0.40366 | 0.40366 | 0.40366 | 0.40366
Phase 2 operations |  |  | 0 | 0 | 1.6974 | 1.7484 | 1.8008 | 1.8548 | 1.9105 | 1.9678 | 2.0268 | 2.0876 | 2.1503
Management |  |  | 0.52992 | 0.54052 | 0.84317 | 0.86003 | 0.87723 | 0.89478 | 0.91267 | 0.93093 | 0.8765 | 0.89403 | 0.91191
NOI |  |  | 50.784 | 52.1418 | 81.1238 | 83.0607 | 82.3096 | 83.7742 | 85.2634 | 86.7776 | 81.0857 | 82.5064 | 83.9503
Major-repair reserve |  |  | 1.3 | 1.339 | 1.9096 | 1.9669 | 2.0259 | 2.0867 | 2.1493 | 2.2138 | 2.2802 | 2.3486 | 2.419
Phase 2 construction |  |  | 84 | 84 | 0 | 0 | 0 | 0 | 0 | 0 | 0 | 0 | 0
Lease-end capex (refresh, retrofit or fit-out) |  |  | 0 | 0 | 0 | 0 | 0 | 0 | 0 | 0 | 12.8 | 0 | 0
Cash flow before exit (NOI less reserve and capex) |  |  | -34.516 | -33.1972 | 79.2142 | 81.0938 | 80.2837 | 81.6875 | 83.1141 | 84.5639 | 66.0055 | 80.1578 | 81.5313
Year 11 is the forward year: its NOI sets the exit value at the end of year 10.
Exit cap rate (outcome rate plus shift) | 6.25%
Year-11 phase 2 NOI | 32.1052
Year-11 phase 1 NOI (site costs if stranded) | 51.8452
Stranded: powered land less demolition | 0
Gross exit value | 1343.2054
Net exit value (after exit costs) | 1323.0573
Entry cost (price plus transaction costs) | 918
Unlevered cash flow |  | 0 | 1 | 2 | 3 | 4 | 5 | 6 | 7 | 8 | 9 | 10
Unlevered cash flow (entry, operations, exit) |  | -918 | -34.516 | -33.1972 | 79.2142 | 81.0938 | 80.2837 | 81.6875 | 83.1141 | 84.5639 | 66.0055 | 1403.2152
Unlevered IRR, IRR() over the row | 8.357%
Acquisition loan | 495
Annual payment once amortization starts | 38.7222
Balloon at maturity (balance after the amortizing years) | 444.1409
New long lease signed before the refinancing (1 = yes, renew only) | 1
Refinancing amortization, years | 20
NOI the new lender counts (year after maturity, less reserve) | 84.5639
Debt service the DSCR allows | 60.4028
Loan sized by DSCR | 665.5481
Value at refinancing (NOI / exit cap rate) | 1353.0216
Loan sized by loan to value | 744.1619
New loan (the lower of the two) | 665.5481
Refinancing cash to equity (negative: equity pays down) | 214.7518
Annual payment on the new loan | 60.4028
Debt schedule |  | 0 | 1 | 2 | 3 | 4 | 5 | 6 | 7 | 8 | 9 | 10
Opening balance |  |  | 495 | 495 | 495 | 485.9778 | 476.4142 | 466.2768 | 455.5312 | 665.5481 | 648.406 | 630.1497
Interest rate |  |  | 6% | 6% | 6% | 6% | 6% | 6% | 6% | 6.5% | 6.5% | 6.5%
Interest |  |  | 29.7 | 29.7 | 29.7 | 29.1587 | 28.5849 | 27.9766 | 27.3319 | 43.2606 | 42.1464 | 40.9597
Principal |  |  | 0 | 0 | 9.0222 | 9.5636 | 10.1374 | 10.7456 | 11.3904 | 17.1421 | 18.2564 | 19.443
Closing balance |  |  | 495 | 495 | 485.9778 | 476.4142 | 466.2768 | 455.5312 | 444.1409 | 648.406 | 630.1497 | 610.7066
Debt service |  |  | 29.7 | 29.7 | 38.7222 | 38.7222 | 38.7222 | 38.7222 | 38.7222 | 60.4028 | 60.4028 | 60.4028
DSCR: (NOI less reserve) / debt service |  |  | 1.6661 | 1.7105 | 2.0457 | 2.0942 | 2.0733 | 2.1096 | 2.1464 | 1.4 | 1.3047 | 1.3271
Lowest DSCR, years 5 to 7 (lock-up test) | 2.0733
Equity cash flow |  | 0 | 1 | 2 | 3 | 4 | 5 | 6 | 7 | 8 | 9 | 10
Debt cash flow (loan, service, refinancing, repayment) |  | 490.05 | -29.7 | -29.7 | -38.7222 | -38.7222 | -38.7222 | -38.7222 | 176.0296 | -60.4028 | -60.4028 | -671.1094
Equity cash flow |  | -427.95 | -64.216 | -62.8972 | 40.4919 | 42.3716 | 41.5615 | 42.9653 | 259.1437 | 24.1611 | 5.6028 | 732.1058
Equity IRR, IRR() over the row | 10%
Equity multiple (money back / money in) | 2.141
Equity at purchase | 427.95
Target: Equity IRR | 10%
Recomputed with the threshold: Equity IRR | 10%
Gap (recomputed less target) | 0
Target hit | OK
Threshold: Power shock at which the lowest DSCR of years 5 to 7 reaches the lock-up
Power shock at which the lowest DSCR of years 5 to 7 reaches the lock-up | 155.6% | 0: threshold input: the model's value, change it to test
Phase 1 outcome at lease end (renew, retrofit, relet or stranded) | renew
Market power price shock from the shock year | 155.6%
Phase 2 energization year | 3
Tenant load falls from year (0 = never) | 0
Phase 1 IT load after the fall | 45%
Phase 1 partial-load PUE after the fall | 1.55
Exit cap rate shift | 0%
Actual PUE of phase 1 | 1.4
Renewal rent reset, share of passing rent | 90%
Re-let colocation rent, $ per kW per month (year 10) | 120
Purchase price, $m | 900
Phase 1 passing rent in the last lease year, $m | 60.8712
Year of ownership ($m unless marked) |  |  | 1 | 2 | 3 | 4 | 5 | 6 | 7 | 8 | 9 | 10 | 11
Landlord supply price, $ per MWh |  |  | 61 | 61 | 61 | 61 | 171.2245 | 175.5051 | 179.8928 | 184.3901 | 188.9998 | 193.7248 | 198.568
Tariff billed to the tenant, $ per MWh |  |  | 74 | 75.48 | 76.9896 | 78.5294 | 80.1 | 81.702 | 83.336 | 85.0027 | 86.7028 | 88.4369 | 90.2056
Cost index |  |  | 1 | 1.03 | 1.0609 | 1.0927 | 1.1255 | 1.1593 | 1.1941 | 1.2299 | 1.2668 | 1.3048 | 1.3439
Phase 1 IT load, share of capacity |  |  | 80% | 80% | 80% | 80% | 80% | 80% | 80% | 80% | 80% | 80% | 80%
Phase 1 PUE |  |  | 1.4 | 1.4 | 1.4 | 1.4 | 1.4 | 1.4 | 1.4 | 1.4 | 1.4 | 1.4 | 1.4
Phase 1 halls in service (occupancy) |  |  | 100% | 100% | 100% | 100% | 100% | 100% | 100% | 100% | 100% | 100% | 100%
Phase 1 IT energy, MWh |  |  | 224256 | 224256 | 224256 | 224256 | 224256 | 224256 | 224256 | 224256 | 224256 | 224256 | 224256
Phase 1 capacity rent |  |  | 52.992 | 54.0518 | 55.1329 | 56.2355 | 57.3602 | 58.5074 | 59.6776 | 60.8712 | 54.784 | 55.8797 | 56.9973
Phase 1 energy margin |  |  | 2.422 | 2.8534 | 3.2935 | 3.7424 | -30.4056 | -31.2825 | -32.1837 | -33.1097 | -34.0614 | -35.0393 | -36.0442
Phase 1 operations |  |  | 4.1 | 4.223 | 4.3497 | 4.4802 | 4.6146 | 4.753 | 4.8956 | 5.0425 | 5.1938 | 5.3496 | 5.5101
Phase 2 capacity rent |  |  | 0 | 0 | 29.184 | 29.7677 | 30.363 | 30.9703 | 31.5897 | 32.2215 | 32.8659 | 33.5232 | 34.1937
Phase 2 IT energy, MWh |  |  | 0 | 0 | 112128 | 112128 | 112128 | 112128 | 112128 | 112128 | 112128 | 112128 | 112128
Phase 2 energy fee |  |  | 0 | 0 | 0.40366 | 0.40366 | 0.40366 | 0.40366 | 0.40366 | 0.40366 | 0.40366 | 0.40366 | 0.40366
Phase 2 operations |  |  | 0 | 0 | 1.6974 | 1.7484 | 1.8008 | 1.8548 | 1.9105 | 1.9678 | 2.0268 | 2.0876 | 2.1503
Management |  |  | 0.52992 | 0.54052 | 0.84317 | 0.86003 | 0.87723 | 0.89478 | 0.91267 | 0.93093 | 0.8765 | 0.89403 | 0.91191
NOI |  |  | 50.784 | 52.1418 | 81.1238 | 83.0607 | 50.4287 | 51.0963 | 51.7685 | 52.4454 | 45.8952 | 46.4361 | 46.9783
Major-repair reserve |  |  | 1.3 | 1.339 | 1.9096 | 1.9669 | 2.0259 | 2.0867 | 2.1493 | 2.2138 | 2.2802 | 2.3486 | 2.419
Phase 2 construction |  |  | 84 | 84 | 0 | 0 | 0 | 0 | 0 | 0 | 0 | 0 | 0
Lease-end capex (refresh, retrofit or fit-out) |  |  | 0 | 0 | 0 | 0 | 0 | 0 | 0 | 0 | 12.8 | 0 | 0
Cash flow before exit (NOI less reserve and capex) |  |  | -34.516 | -33.1972 | 79.2142 | 81.0938 | 48.4028 | 49.0096 | 49.6192 | 50.2316 | 30.815 | 44.0875 | 44.5592
Year 11 is the forward year: its NOI sets the exit value at the end of year 10.
Exit cap rate (outcome rate plus shift) | 6.25%
Year-11 phase 2 NOI | 32.1052
Year-11 phase 1 NOI (site costs if stranded) | 14.8731
Stranded: powered land less demolition | 0
Gross exit value | 751.652
Net exit value (after exit costs) | 740.3773
Entry cost (price plus transaction costs) | 918
Unlevered cash flow |  | 0 | 1 | 2 | 3 | 4 | 5 | 6 | 7 | 8 | 9 | 10
Unlevered cash flow (entry, operations, exit) |  | -918 | -34.516 | -33.1972 | 79.2142 | 81.0938 | 48.4028 | 49.0096 | 49.6192 | 50.2316 | 30.815 | 784.4648
Unlevered IRR, IRR() over the row | 2.107%
Acquisition loan | 495
Annual payment once amortization starts | 38.7222
Balloon at maturity (balance after the amortizing years) | 444.1409
New long lease signed before the refinancing (1 = yes, renew only) | 1
Refinancing amortization, years | 20
NOI the new lender counts (year after maturity, less reserve) | 50.2316
Debt service the DSCR allows | 35.8797
Loan sized by DSCR | 395.3408
Value at refinancing (NOI / exit cap rate) | 803.7055
Loan sized by loan to value | 442.038
New loan (the lower of the two) | 395.3408
Refinancing cash to equity (negative: equity pays down) | -52.7534
Annual payment on the new loan | 35.8797
Debt schedule |  | 0 | 1 | 2 | 3 | 4 | 5 | 6 | 7 | 8 | 9 | 10
Opening balance |  |  | 495 | 495 | 495 | 485.9778 | 476.4142 | 466.2768 | 455.5312 | 395.3408 | 385.1583 | 374.3139
Interest rate |  |  | 6% | 6% | 6% | 6% | 6% | 6% | 6% | 6.5% | 6.5% | 6.5%
Interest |  |  | 29.7 | 29.7 | 29.7 | 29.1587 | 28.5849 | 27.9766 | 27.3319 | 25.6972 | 25.0353 | 24.3304
Principal |  |  | 0 | 0 | 9.0222 | 9.5636 | 10.1374 | 10.7456 | 11.3904 | 10.1826 | 10.8444 | 11.5493
Closing balance |  |  | 495 | 495 | 485.9778 | 476.4142 | 466.2768 | 455.5312 | 444.1409 | 385.1583 | 374.3139 | 362.7646
Debt service |  |  | 29.7 | 29.7 | 38.7222 | 38.7222 | 38.7222 | 38.7222 | 38.7222 | 35.8797 | 35.8797 | 35.8797
DSCR: (NOI less reserve) / debt service |  |  | 1.6661 | 1.7105 | 2.0457 | 2.0942 | 1.25 | 1.2657 | 1.2814 | 1.4 | 1.2156 | 1.2288
Lowest DSCR, years 5 to 7 (lock-up test) | 1.25
Equity cash flow |  | 0 | 1 | 2 | 3 | 4 | 5 | 6 | 7 | 8 | 9 | 10
Debt cash flow (loan, service, refinancing, repayment) |  | 490.05 | -29.7 | -29.7 | -38.7222 | -38.7222 | -38.7222 | -38.7222 | -91.4757 | -35.8797 | -35.8797 | -398.6443
Equity cash flow |  | -427.95 | -64.216 | -62.8972 | 40.4919 | 42.3716 | 9.6806 | 10.2873 | -41.8564 | 14.3519 | -5.0647 | 385.8205
Equity IRR, IRR() over the row | -2.265%
Equity multiple (money back / money in) | 0.83558
Equity at purchase | 427.95
Target: Lowest DSCR, years 5 to 7 | 1.25
Recomputed with the threshold: Lowest DSCR, years 5 to 7 | 1.25
Gap (recomputed less target) | 0
Target hit | OK
Threshold: Renewal rent reset at which equity IRR falls to 10%
Renewal rent reset at which equity IRR falls to 10% | 87.94% | 0: threshold input: the model's value, change it to test
Phase 1 outcome at lease end (renew, retrofit, relet or stranded) | renew
Market power price shock from the shock year | 0%
Phase 2 energization year | 3
Tenant load falls from year (0 = never) | 0
Phase 1 IT load after the fall | 45%
Phase 1 partial-load PUE after the fall | 1.55
Exit cap rate shift | 0%
Actual PUE of phase 1 | 1.4
Renewal rent reset, share of passing rent | 87.94%
Re-let colocation rent, $ per kW per month (year 10) | 120
Purchase price, $m | 900
Phase 1 passing rent in the last lease year, $m | 60.8712
Year of ownership ($m unless marked) |  |  | 1 | 2 | 3 | 4 | 5 | 6 | 7 | 8 | 9 | 10 | 11
Landlord supply price, $ per MWh |  |  | 61 | 61 | 61 | 61 | 67 | 68.675 | 70.3919 | 72.1517 | 73.9555 | 75.8044 | 77.6995
Tariff billed to the tenant, $ per MWh |  |  | 74 | 75.48 | 76.9896 | 78.5294 | 80.1 | 81.702 | 83.336 | 85.0027 | 86.7028 | 88.4369 | 90.2056
Cost index |  |  | 1 | 1.03 | 1.0609 | 1.0927 | 1.1255 | 1.1593 | 1.1941 | 1.2299 | 1.2668 | 1.3048 | 1.3439
Phase 1 IT load, share of capacity |  |  | 80% | 80% | 80% | 80% | 80% | 80% | 80% | 80% | 80% | 80% | 80%
Phase 1 PUE |  |  | 1.4 | 1.4 | 1.4 | 1.4 | 1.4 | 1.4 | 1.4 | 1.4 | 1.4 | 1.4 | 1.4
Phase 1 halls in service (occupancy) |  |  | 100% | 100% | 100% | 100% | 100% | 100% | 100% | 100% | 100% | 100% | 100%
Phase 1 IT energy, MWh |  |  | 224256 | 224256 | 224256 | 224256 | 224256 | 224256 | 224256 | 224256 | 224256 | 224256 | 224256
Phase 1 capacity rent |  |  | 52.992 | 54.0518 | 55.1329 | 56.2355 | 57.3602 | 58.5074 | 59.6776 | 60.8712 | 53.5321 | 54.6028 | 55.6948
Phase 1 energy margin |  |  | 2.422 | 2.8534 | 3.2935 | 3.7424 | 2.3166 | 2.2577 | 2.1951 | 2.1285 | 2.0578 | 1.9828 | 1.9035
Phase 1 operations |  |  | 4.1 | 4.223 | 4.3497 | 4.4802 | 4.6146 | 4.753 | 4.8956 | 5.0425 | 5.1938 | 5.3496 | 5.5101
Phase 2 capacity rent |  |  | 0 | 0 | 29.184 | 29.7677 | 30.363 | 30.9703 | 31.5897 | 32.2215 | 32.8659 | 33.5232 | 34.1937
Phase 2 IT energy, MWh |  |  | 0 | 0 | 112128 | 112128 | 112128 | 112128 | 112128 | 112128 | 112128 | 112128 | 112128
Phase 2 energy fee |  |  | 0 | 0 | 0.40366 | 0.40366 | 0.40366 | 0.40366 | 0.40366 | 0.40366 | 0.40366 | 0.40366 | 0.40366
Phase 2 operations |  |  | 0 | 0 | 1.6974 | 1.7484 | 1.8008 | 1.8548 | 1.9105 | 1.9678 | 2.0268 | 2.0876 | 2.1503
Management |  |  | 0.52992 | 0.54052 | 0.84317 | 0.86003 | 0.87723 | 0.89478 | 0.91267 | 0.93093 | 0.86398 | 0.88126 | 0.89889
NOI |  |  | 50.784 | 52.1418 | 81.1238 | 83.0607 | 83.1509 | 84.6365 | 86.1473 | 87.6836 | 80.7749 | 82.194 | 83.6365
Major-repair reserve |  |  | 1.3 | 1.339 | 1.9096 | 1.9669 | 2.0259 | 2.0867 | 2.1493 | 2.2138 | 2.2802 | 2.3486 | 2.419
Phase 2 construction |  |  | 84 | 84 | 0 | 0 | 0 | 0 | 0 | 0 | 0 | 0 | 0
Lease-end capex (refresh, retrofit or fit-out) |  |  | 0 | 0 | 0 | 0 | 0 | 0 | 0 | 0 | 12.8 | 0 | 0
Cash flow before exit (NOI less reserve and capex) |  |  | -34.516 | -33.1972 | 79.2142 | 81.0938 | 81.1249 | 82.5498 | 83.998 | 85.4698 | 65.6947 | 79.8454 | 81.2174
Year 11 is the forward year: its NOI sets the exit value at the end of year 10.
Exit cap rate (outcome rate plus shift) | 6.25%
Year-11 phase 2 NOI | 32.1052
Year-11 phase 1 NOI (site costs if stranded) | 51.5313
Stranded: powered land less demolition | 0
Gross exit value | 1338.1837
Net exit value (after exit costs) | 1318.1109
Entry cost (price plus transaction costs) | 918
Unlevered cash flow |  | 0 | 1 | 2 | 3 | 4 | 5 | 6 | 7 | 8 | 9 | 10
Unlevered cash flow (entry, operations, exit) |  | -918 | -34.516 | -33.1972 | 79.2142 | 81.0938 | 81.1249 | 82.5498 | 83.998 | 85.4698 | 65.6947 | 1397.9564
Unlevered IRR, IRR() over the row | 8.351%
Acquisition loan | 495
Annual payment once amortization starts | 38.7222
Balloon at maturity (balance after the amortizing years) | 444.1409
New long lease signed before the refinancing (1 = yes, renew only) | 1
Refinancing amortization, years | 20
NOI the new lender counts (year after maturity, less reserve) | 85.4698
Debt service the DSCR allows | 61.0498
Loan sized by DSCR | 672.6782
Value at refinancing (NOI / exit cap rate) | 1367.5166
Loan sized by loan to value | 752.1341
New loan (the lower of the two) | 672.6782
Refinancing cash to equity (negative: equity pays down) | 221.8105
Annual payment on the new loan | 61.0498
Debt schedule |  | 0 | 1 | 2 | 3 | 4 | 5 | 6 | 7 | 8 | 9 | 10
Opening balance |  |  | 495 | 495 | 495 | 485.9778 | 476.4142 | 466.2768 | 455.5312 | 672.6782 | 655.3524 | 636.9005
Interest rate |  |  | 6% | 6% | 6% | 6% | 6% | 6% | 6% | 6.5% | 6.5% | 6.5%
Interest |  |  | 29.7 | 29.7 | 29.7 | 29.1587 | 28.5849 | 27.9766 | 27.3319 | 43.7241 | 42.5979 | 41.3985
Principal |  |  | 0 | 0 | 9.0222 | 9.5636 | 10.1374 | 10.7456 | 11.3904 | 17.3258 | 18.4519 | 19.6513
Closing balance |  |  | 495 | 495 | 485.9778 | 476.4142 | 466.2768 | 455.5312 | 444.1409 | 655.3524 | 636.9005 | 617.2492
Debt service |  |  | 29.7 | 29.7 | 38.7222 | 38.7222 | 38.7222 | 38.7222 | 38.7222 | 61.0498 | 61.0498 | 61.0498
DSCR: (NOI less reserve) / debt service |  |  | 1.6661 | 1.7105 | 2.0457 | 2.0942 | 2.095 | 2.1318 | 2.1692 | 1.4 | 1.2857 | 1.3079
Lowest DSCR, years 5 to 7 (lock-up test) | 2.095
Equity cash flow |  | 0 | 1 | 2 | 3 | 4 | 5 | 6 | 7 | 8 | 9 | 10
Debt cash flow (loan, service, refinancing, repayment) |  | 490.05 | -29.7 | -29.7 | -38.7222 | -38.7222 | -38.7222 | -38.7222 | 183.0883 | -61.0498 | -61.0498 | -678.299
Equity cash flow |  | -427.95 | -64.216 | -62.8972 | 40.4919 | 42.3716 | 42.4027 | 43.8276 | 267.0863 | 24.4199 | 4.6449 | 719.6573
Equity IRR, IRR() over the row | 10%
Equity multiple (money back / money in) | 2.1347
Equity at purchase | 427.95
Target: Equity IRR | 10%
Recomputed with the threshold: Equity IRR | 10%
Gap (recomputed less target) | 0
Target hit | OK
Threshold: Relet: colocation rent needed for a 10% equity IRR ($ per kW per month)
Relet: colocation rent needed for a 10% equity IRR ($ per kW per month) | 246.1604 | 0: threshold input: the model's value, change it to test
Phase 1 outcome at lease end (renew, retrofit, relet or stranded) | relet
Market power price shock from the shock year | 0%
Phase 2 energization year | 3
Tenant load falls from year (0 = never) | 0
Phase 1 IT load after the fall | 45%
Phase 1 partial-load PUE after the fall | 1.55
Exit cap rate shift | 0%
Actual PUE of phase 1 | 1.4
Renewal rent reset, share of passing rent | 90%
Re-let colocation rent, $ per kW per month (year 10) | 246.1604
Purchase price, $m | 900
Phase 1 passing rent in the last lease year, $m | 60.8712
Year of ownership ($m unless marked) |  |  | 1 | 2 | 3 | 4 | 5 | 6 | 7 | 8 | 9 | 10 | 11
Landlord supply price, $ per MWh |  |  | 61 | 61 | 61 | 61 | 67 | 68.675 | 70.3919 | 72.1517 | 73.9555 | 75.8044 | 77.6995
Tariff billed to the tenant, $ per MWh |  |  | 74 | 75.48 | 76.9896 | 78.5294 | 80.1 | 81.702 | 83.336 | 85.0027 | 86.7028 | 88.4369 | 90.2056
Cost index |  |  | 1 | 1.03 | 1.0609 | 1.0927 | 1.1255 | 1.1593 | 1.1941 | 1.2299 | 1.2668 | 1.3048 | 1.3439
Phase 1 IT load, share of capacity |  |  | 80% | 80% | 80% | 80% | 80% | 80% | 80% | 80% | 80% | 80% | 80%
Phase 1 PUE |  |  | 1.4 | 1.4 | 1.4 | 1.4 | 1.4 | 1.4 | 1.4 | 1.4 | 1.45 | 1.45 | 1.45
Phase 1 halls in service (occupancy) |  |  | 100% | 100% | 100% | 100% | 100% | 100% | 100% | 100% | 0% | 55% | 85%
Phase 1 IT energy, MWh |  |  | 224256 | 224256 | 224256 | 224256 | 224256 | 224256 | 224256 | 224256 | 0 | 123340.8 | 190617.6
Phase 1 capacity rent |  |  | 52.992 | 54.0518 | 55.1329 | 56.2355 | 57.3602 | 58.5074 | 59.6776 | 60.8712 | 0 | 51.9891 | 81.9537
Phase 1 energy margin |  |  | 2.422 | 2.8534 | 3.2935 | 3.7424 | 2.3166 | 2.2577 | 2.1951 | 2.1285 | 0 | 0.53653 | 0.82919
Phase 1 operations |  |  | 4.1 | 4.223 | 4.3497 | 4.4802 | 4.6146 | 4.753 | 4.8956 | 5.0425 | 6.4922 | 6.687 | 6.8876
Phase 2 capacity rent |  |  | 0 | 0 | 29.184 | 29.7677 | 30.363 | 30.9703 | 31.5897 | 32.2215 | 32.8659 | 33.5232 | 34.1937
Phase 2 IT energy, MWh |  |  | 0 | 0 | 112128 | 112128 | 112128 | 112128 | 112128 | 112128 | 112128 | 112128 | 112128
Phase 2 energy fee |  |  | 0 | 0 | 0.40366 | 0.40366 | 0.40366 | 0.40366 | 0.40366 | 0.40366 | 0.40366 | 0.40366 | 0.40366
Phase 2 operations |  |  | 0 | 0 | 1.6974 | 1.7484 | 1.8008 | 1.8548 | 1.9105 | 1.9678 | 2.0268 | 2.0876 | 2.1503
Management |  |  | 0.52992 | 0.54052 | 0.84317 | 0.86003 | 0.87723 | 0.89478 | 0.91267 | 0.93093 | 0.32866 | 0.85512 | 1.1615
NOI |  |  | 50.784 | 52.1418 | 81.1238 | 83.0607 | 83.1509 | 84.6365 | 86.1473 | 87.6836 | 24.4219 | 76.8228 | 107.1809
Major-repair reserve |  |  | 1.3 | 1.339 | 1.9096 | 1.9669 | 2.0259 | 2.0867 | 2.1493 | 2.2138 | 2.2802 | 2.3486 | 2.419
Phase 2 construction |  |  | 84 | 84 | 0 | 0 | 0 | 0 | 0 | 0 | 0 | 0 | 0
Lease-end capex (refresh, retrofit or fit-out) |  |  | 0 | 0 | 0 | 0 | 0 | 0 | 0 | 0 | 25.6 | 0 | 0
Cash flow before exit (NOI less reserve and capex) |  |  | -34.516 | -33.1972 | 79.2142 | 81.0938 | 81.1249 | 82.5498 | 83.998 | 85.4698 | -3.4583 | 74.4742 | 104.7619
Year 11 is the forward year: its NOI sets the exit value at the end of year 10.
Exit cap rate (outcome rate plus shift) | 7.25%
Year-11 phase 2 NOI | 32.1052
Year-11 phase 1 NOI (site costs if stranded) | 75.0758
Stranded: powered land less demolition | 0
Gross exit value | 1478.3576
Net exit value (after exit costs) | 1456.1823
Entry cost (price plus transaction costs) | 918
Unlevered cash flow |  | 0 | 1 | 2 | 3 | 4 | 5 | 6 | 7 | 8 | 9 | 10
Unlevered cash flow (entry, operations, exit) |  | -918 | -34.516 | -33.1972 | 79.2142 | 81.0938 | 81.1249 | 82.5498 | 83.998 | 85.4698 | -3.4583 | 1530.6565
Unlevered IRR, IRR() over the row | 8.688%
Acquisition loan | 495
Annual payment once amortization starts | 38.7222
Balloon at maturity (balance after the amortizing years) | 444.1409
New long lease signed before the refinancing (1 = yes, renew only) | 0
Refinancing amortization, years | 7
NOI the new lender counts (year after maturity, less reserve) | 29.7202
Debt service the DSCR allows | 21.2287
Loan sized by DSCR | 116.4293
Value at refinancing (NOI / exit cap rate) | 409.9339
Loan sized by loan to value | 225.4636
New loan (the lower of the two) | 116.4293
Refinancing cash to equity (negative: equity pays down) | -328.8758
Annual payment on the new loan | 21.2287
Debt schedule |  | 0 | 1 | 2 | 3 | 4 | 5 | 6 | 7 | 8 | 9 | 10
Opening balance |  |  | 495 | 495 | 495 | 485.9778 | 476.4142 | 466.2768 | 455.5312 | 116.4293 | 102.7685 | 88.2197
Interest rate |  |  | 6% | 6% | 6% | 6% | 6% | 6% | 6% | 6.5% | 6.5% | 6.5%
Interest |  |  | 29.7 | 29.7 | 29.7 | 29.1587 | 28.5849 | 27.9766 | 27.3319 | 7.5679 | 6.68 | 5.7343
Principal |  |  | 0 | 0 | 9.0222 | 9.5636 | 10.1374 | 10.7456 | 11.3904 | 13.6608 | 14.5488 | 15.4944
Closing balance |  |  | 495 | 495 | 485.9778 | 476.4142 | 466.2768 | 455.5312 | 444.1409 | 102.7685 | 88.2197 | 72.7253
Debt service |  |  | 29.7 | 29.7 | 38.7222 | 38.7222 | 38.7222 | 38.7222 | 38.7222 | 21.2287 | 21.2287 | 21.2287
DSCR: (NOI less reserve) / debt service |  |  | 1.6661 | 1.7105 | 2.0457 | 2.0942 | 2.095 | 2.1318 | 2.1692 | 4.0261 | 1.043 | 3.5082
Lowest DSCR, years 5 to 7 (lock-up test) | 2.095
Equity cash flow |  | 0 | 1 | 2 | 3 | 4 | 5 | 6 | 7 | 8 | 9 | 10
Debt cash flow (loan, service, refinancing, repayment) |  | 490.05 | -29.7 | -29.7 | -38.7222 | -38.7222 | -38.7222 | -38.7222 | -367.5981 | -21.2287 | -21.2287 | -93.954
Equity cash flow |  | -427.95 | -64.216 | -62.8972 | 40.4919 | 42.3716 | 42.4027 | 43.8276 | -283.6001 | 64.2411 | -24.687 | 1436.7024
Equity IRR, IRR() over the row | 10%
Equity multiple (money back / money in) | 1.9344
Equity at purchase | 427.95
Target: Equity IRR | 10%
Recomputed with the threshold: Equity IRR | 10%
Gap (recomputed less target) | 0
Target hit | OK
Threshold: Renew: exit cap rate at which equity IRR falls to 10%
Renew: exit cap rate at which equity IRR falls to 10% | 6.359% | 0: threshold input: the model's value, change it to test
Phase 1 outcome at lease end (renew, retrofit, relet or stranded) | renew
Market power price shock from the shock year | 0%
Phase 2 energization year | 3
Tenant load falls from year (0 = never) | 0
Phase 1 IT load after the fall | 45%
Phase 1 partial-load PUE after the fall | 1.55
Exit cap rate shift | 0.109%
Actual PUE of phase 1 | 1.4
Renewal rent reset, share of passing rent | 90%
Re-let colocation rent, $ per kW per month (year 10) | 120
Purchase price, $m | 900
Phase 1 passing rent in the last lease year, $m | 60.8712
Year of ownership ($m unless marked) |  |  | 1 | 2 | 3 | 4 | 5 | 6 | 7 | 8 | 9 | 10 | 11
Landlord supply price, $ per MWh |  |  | 61 | 61 | 61 | 61 | 67 | 68.675 | 70.3919 | 72.1517 | 73.9555 | 75.8044 | 77.6995
Tariff billed to the tenant, $ per MWh |  |  | 74 | 75.48 | 76.9896 | 78.5294 | 80.1 | 81.702 | 83.336 | 85.0027 | 86.7028 | 88.4369 | 90.2056
Cost index |  |  | 1 | 1.03 | 1.0609 | 1.0927 | 1.1255 | 1.1593 | 1.1941 | 1.2299 | 1.2668 | 1.3048 | 1.3439
Phase 1 IT load, share of capacity |  |  | 80% | 80% | 80% | 80% | 80% | 80% | 80% | 80% | 80% | 80% | 80%
Phase 1 PUE |  |  | 1.4 | 1.4 | 1.4 | 1.4 | 1.4 | 1.4 | 1.4 | 1.4 | 1.4 | 1.4 | 1.4
Phase 1 halls in service (occupancy) |  |  | 100% | 100% | 100% | 100% | 100% | 100% | 100% | 100% | 100% | 100% | 100%
Phase 1 IT energy, MWh |  |  | 224256 | 224256 | 224256 | 224256 | 224256 | 224256 | 224256 | 224256 | 224256 | 224256 | 224256
Phase 1 capacity rent |  |  | 52.992 | 54.0518 | 55.1329 | 56.2355 | 57.3602 | 58.5074 | 59.6776 | 60.8712 | 54.784 | 55.8797 | 56.9973
Phase 1 energy margin |  |  | 2.422 | 2.8534 | 3.2935 | 3.7424 | 2.3166 | 2.2577 | 2.1951 | 2.1285 | 2.0578 | 1.9828 | 1.9035
Phase 1 operations |  |  | 4.1 | 4.223 | 4.3497 | 4.4802 | 4.6146 | 4.753 | 4.8956 | 5.0425 | 5.1938 | 5.3496 | 5.5101
Phase 2 capacity rent |  |  | 0 | 0 | 29.184 | 29.7677 | 30.363 | 30.9703 | 31.5897 | 32.2215 | 32.8659 | 33.5232 | 34.1937
Phase 2 IT energy, MWh |  |  | 0 | 0 | 112128 | 112128 | 112128 | 112128 | 112128 | 112128 | 112128 | 112128 | 112128
Phase 2 energy fee |  |  | 0 | 0 | 0.40366 | 0.40366 | 0.40366 | 0.40366 | 0.40366 | 0.40366 | 0.40366 | 0.40366 | 0.40366
Phase 2 operations |  |  | 0 | 0 | 1.6974 | 1.7484 | 1.8008 | 1.8548 | 1.9105 | 1.9678 | 2.0268 | 2.0876 | 2.1503
Management |  |  | 0.52992 | 0.54052 | 0.84317 | 0.86003 | 0.87723 | 0.89478 | 0.91267 | 0.93093 | 0.8765 | 0.89403 | 0.91191
NOI |  |  | 50.784 | 52.1418 | 81.1238 | 83.0607 | 83.1509 | 84.6365 | 86.1473 | 87.6836 | 82.0143 | 83.4582 | 84.9259
Major-repair reserve |  |  | 1.3 | 1.339 | 1.9096 | 1.9669 | 2.0259 | 2.0867 | 2.1493 | 2.2138 | 2.2802 | 2.3486 | 2.419
Phase 2 construction |  |  | 84 | 84 | 0 | 0 | 0 | 0 | 0 | 0 | 0 | 0 | 0
Lease-end capex (refresh, retrofit or fit-out) |  |  | 0 | 0 | 0 | 0 | 0 | 0 | 0 | 0 | 12.8 | 0 | 0
Cash flow before exit (NOI less reserve and capex) |  |  | -34.516 | -33.1972 | 79.2142 | 81.0938 | 81.1249 | 82.5498 | 83.998 | 85.4698 | 66.9341 | 81.1096 | 82.5069
Year 11 is the forward year: its NOI sets the exit value at the end of year 10.
Exit cap rate (outcome rate plus shift) | 6.359%
Year-11 phase 2 NOI | 32.1052
Year-11 phase 1 NOI (site costs if stranded) | 52.8208
Stranded: powered land less demolition | 0
Gross exit value | 1335.5162
Net exit value (after exit costs) | 1315.4834
Entry cost (price plus transaction costs) | 918
Unlevered cash flow |  | 0 | 1 | 2 | 3 | 4 | 5 | 6 | 7 | 8 | 9 | 10
Unlevered cash flow (entry, operations, exit) |  | -918 | -34.516 | -33.1972 | 79.2142 | 81.0938 | 81.1249 | 82.5498 | 83.998 | 85.4698 | 66.9341 | 1396.593
Unlevered IRR, IRR() over the row | 8.351%
Acquisition loan | 495
Annual payment once amortization starts | 38.7222
Balloon at maturity (balance after the amortizing years) | 444.1409
New long lease signed before the refinancing (1 = yes, renew only) | 1
Refinancing amortization, years | 20
NOI the new lender counts (year after maturity, less reserve) | 85.4698
Debt service the DSCR allows | 61.0498
Loan sized by DSCR | 672.6782
Value at refinancing (NOI / exit cap rate) | 1344.0686
Loan sized by loan to value | 739.2377
New loan (the lower of the two) | 672.6782
Refinancing cash to equity (negative: equity pays down) | 221.8105
Annual payment on the new loan | 61.0498
Debt schedule |  | 0 | 1 | 2 | 3 | 4 | 5 | 6 | 7 | 8 | 9 | 10
Opening balance |  |  | 495 | 495 | 495 | 485.9778 | 476.4142 | 466.2768 | 455.5312 | 672.6782 | 655.3524 | 636.9005
Interest rate |  |  | 6% | 6% | 6% | 6% | 6% | 6% | 6% | 6.5% | 6.5% | 6.5%
Interest |  |  | 29.7 | 29.7 | 29.7 | 29.1587 | 28.5849 | 27.9766 | 27.3319 | 43.7241 | 42.5979 | 41.3985
Principal |  |  | 0 | 0 | 9.0222 | 9.5636 | 10.1374 | 10.7456 | 11.3904 | 17.3258 | 18.4519 | 19.6513
Closing balance |  |  | 495 | 495 | 485.9778 | 476.4142 | 466.2768 | 455.5312 | 444.1409 | 655.3524 | 636.9005 | 617.2492
Debt service |  |  | 29.7 | 29.7 | 38.7222 | 38.7222 | 38.7222 | 38.7222 | 38.7222 | 61.0498 | 61.0498 | 61.0498
DSCR: (NOI less reserve) / debt service |  |  | 1.6661 | 1.7105 | 2.0457 | 2.0942 | 2.095 | 2.1318 | 2.1692 | 1.4 | 1.306 | 1.3286
Lowest DSCR, years 5 to 7 (lock-up test) | 2.095
Equity cash flow |  | 0 | 1 | 2 | 3 | 4 | 5 | 6 | 7 | 8 | 9 | 10
Debt cash flow (loan, service, refinancing, repayment) |  | 490.05 | -29.7 | -29.7 | -38.7222 | -38.7222 | -38.7222 | -38.7222 | 183.0883 | -61.0498 | -61.0498 | -678.299
Equity cash flow |  | -427.95 | -64.216 | -62.8972 | 40.4919 | 42.3716 | 42.4027 | 43.8276 | 267.0863 | 24.4199 | 5.8843 | 718.294
Equity IRR, IRR() over the row | 10%
Equity multiple (money back / money in) | 2.1345
Equity at purchase | 427.95
Target: Equity IRR | 10%
Recomputed with the threshold: Equity IRR | 10%
Gap (recomputed less target) | 0
Target hit | OK
Threshold: Renew: highest price that still earns 10% on equity ($m)
Renew: highest price that still earns 10% on equity ($m) | 909.609 | 0: threshold input: the model's value, change it to test
Phase 1 outcome at lease end (renew, retrofit, relet or stranded) | renew
Market power price shock from the shock year | 0%
Phase 2 energization year | 3
Tenant load falls from year (0 = never) | 0
Phase 1 IT load after the fall | 45%
Phase 1 partial-load PUE after the fall | 1.55
Exit cap rate shift | 0%
Actual PUE of phase 1 | 1.4
Renewal rent reset, share of passing rent | 90%
Re-let colocation rent, $ per kW per month (year 10) | 120
Purchase price, $m | 909.609
Phase 1 passing rent in the last lease year, $m | 60.8712
Year of ownership ($m unless marked) |  |  | 1 | 2 | 3 | 4 | 5 | 6 | 7 | 8 | 9 | 10 | 11
Landlord supply price, $ per MWh |  |  | 61 | 61 | 61 | 61 | 67 | 68.675 | 70.3919 | 72.1517 | 73.9555 | 75.8044 | 77.6995
Tariff billed to the tenant, $ per MWh |  |  | 74 | 75.48 | 76.9896 | 78.5294 | 80.1 | 81.702 | 83.336 | 85.0027 | 86.7028 | 88.4369 | 90.2056
Cost index |  |  | 1 | 1.03 | 1.0609 | 1.0927 | 1.1255 | 1.1593 | 1.1941 | 1.2299 | 1.2668 | 1.3048 | 1.3439
Phase 1 IT load, share of capacity |  |  | 80% | 80% | 80% | 80% | 80% | 80% | 80% | 80% | 80% | 80% | 80%
Phase 1 PUE |  |  | 1.4 | 1.4 | 1.4 | 1.4 | 1.4 | 1.4 | 1.4 | 1.4 | 1.4 | 1.4 | 1.4
Phase 1 halls in service (occupancy) |  |  | 100% | 100% | 100% | 100% | 100% | 100% | 100% | 100% | 100% | 100% | 100%
Phase 1 IT energy, MWh |  |  | 224256 | 224256 | 224256 | 224256 | 224256 | 224256 | 224256 | 224256 | 224256 | 224256 | 224256
Phase 1 capacity rent |  |  | 52.992 | 54.0518 | 55.1329 | 56.2355 | 57.3602 | 58.5074 | 59.6776 | 60.8712 | 54.784 | 55.8797 | 56.9973
Phase 1 energy margin |  |  | 2.422 | 2.8534 | 3.2935 | 3.7424 | 2.3166 | 2.2577 | 2.1951 | 2.1285 | 2.0578 | 1.9828 | 1.9035
Phase 1 operations |  |  | 4.1 | 4.223 | 4.3497 | 4.4802 | 4.6146 | 4.753 | 4.8956 | 5.0425 | 5.1938 | 5.3496 | 5.5101
Phase 2 capacity rent |  |  | 0 | 0 | 29.184 | 29.7677 | 30.363 | 30.9703 | 31.5897 | 32.2215 | 32.8659 | 33.5232 | 34.1937
Phase 2 IT energy, MWh |  |  | 0 | 0 | 112128 | 112128 | 112128 | 112128 | 112128 | 112128 | 112128 | 112128 | 112128
Phase 2 energy fee |  |  | 0 | 0 | 0.40366 | 0.40366 | 0.40366 | 0.40366 | 0.40366 | 0.40366 | 0.40366 | 0.40366 | 0.40366
Phase 2 operations |  |  | 0 | 0 | 1.6974 | 1.7484 | 1.8008 | 1.8548 | 1.9105 | 1.9678 | 2.0268 | 2.0876 | 2.1503
Management |  |  | 0.52992 | 0.54052 | 0.84317 | 0.86003 | 0.87723 | 0.89478 | 0.91267 | 0.93093 | 0.8765 | 0.89403 | 0.91191
NOI |  |  | 50.784 | 52.1418 | 81.1238 | 83.0607 | 83.1509 | 84.6365 | 86.1473 | 87.6836 | 82.0143 | 83.4582 | 84.9259
Major-repair reserve |  |  | 1.3 | 1.339 | 1.9096 | 1.9669 | 2.0259 | 2.0867 | 2.1493 | 2.2138 | 2.2802 | 2.3486 | 2.419
Phase 2 construction |  |  | 84 | 84 | 0 | 0 | 0 | 0 | 0 | 0 | 0 | 0 | 0
Lease-end capex (refresh, retrofit or fit-out) |  |  | 0 | 0 | 0 | 0 | 0 | 0 | 0 | 0 | 12.8 | 0 | 0
Cash flow before exit (NOI less reserve and capex) |  |  | -34.516 | -33.1972 | 79.2142 | 81.0938 | 81.1249 | 82.5498 | 83.998 | 85.4698 | 66.9341 | 81.1096 | 82.5069
Year 11 is the forward year: its NOI sets the exit value at the end of year 10.
Exit cap rate (outcome rate plus shift) | 6.25%
Year-11 phase 2 NOI | 32.1052
Year-11 phase 1 NOI (site costs if stranded) | 52.8208
Stranded: powered land less demolition | 0
Gross exit value | 1358.815
Net exit value (after exit costs) | 1338.4327
Entry cost (price plus transaction costs) | 927.8011
Unlevered cash flow |  | 0 | 1 | 2 | 3 | 4 | 5 | 6 | 7 | 8 | 9 | 10
Unlevered cash flow (entry, operations, exit) |  | -927.8011 | -34.516 | -33.1972 | 79.2142 | 81.0938 | 81.1249 | 82.5498 | 83.998 | 85.4698 | 66.9341 | 1419.5424
Unlevered IRR, IRR() over the row | 8.357%
Acquisition loan | 500.2849
Annual payment once amortization starts | 39.1356
Balloon at maturity (balance after the amortizing years) | 448.8828
New long lease signed before the refinancing (1 = yes, renew only) | 1
Refinancing amortization, years | 20
NOI the new lender counts (year after maturity, less reserve) | 85.4698
Debt service the DSCR allows | 61.0498
Loan sized by DSCR | 672.6782
Value at refinancing (NOI / exit cap rate) | 1367.5166
Loan sized by loan to value | 752.1341
New loan (the lower of the two) | 672.6782
Refinancing cash to equity (negative: equity pays down) | 217.0686
Annual payment on the new loan | 61.0498
Debt schedule |  | 0 | 1 | 2 | 3 | 4 | 5 | 6 | 7 | 8 | 9 | 10
Opening balance |  |  | 500.2849 | 500.2849 | 500.2849 | 491.1664 | 481.5007 | 471.2551 | 460.3948 | 672.6782 | 655.3524 | 636.9005
Interest rate |  |  | 6% | 6% | 6% | 6% | 6% | 6% | 6% | 6.5% | 6.5% | 6.5%
Interest |  |  | 30.0171 | 30.0171 | 30.0171 | 29.47 | 28.89 | 28.2753 | 27.6237 | 43.7241 | 42.5979 | 41.3985
Principal |  |  | 0 | 0 | 9.1186 | 9.6657 | 10.2456 | 10.8603 | 11.512 | 17.3258 | 18.4519 | 19.6513
Closing balance |  |  | 500.2849 | 500.2849 | 491.1664 | 481.5007 | 471.2551 | 460.3948 | 448.8828 | 655.3524 | 636.9005 | 617.2492
Debt service |  |  | 30.0171 | 30.0171 | 39.1356 | 39.1356 | 39.1356 | 39.1356 | 39.1356 | 61.0498 | 61.0498 | 61.0498
DSCR: (NOI less reserve) / debt service |  |  | 1.6485 | 1.6925 | 2.0241 | 2.0721 | 2.0729 | 2.1093 | 2.1463 | 1.4 | 1.306 | 1.3286
Lowest DSCR, years 5 to 7 (lock-up test) | 2.0729
Equity cash flow |  | 0 | 1 | 2 | 3 | 4 | 5 | 6 | 7 | 8 | 9 | 10
Debt cash flow (loan, service, refinancing, repayment) |  | 495.2821 | -30.0171 | -30.0171 | -39.1356 | -39.1356 | -39.1356 | -39.1356 | 177.933 | -61.0498 | -61.0498 | -678.299
Equity cash flow |  | -432.5191 | -64.5331 | -63.2143 | 40.0785 | 41.9582 | 41.9893 | 43.4141 | 261.9309 | 24.4199 | 5.8843 | 741.2433
Equity IRR, IRR() over the row | 10%
Equity multiple (money back / money in) | 2.1435
Equity at purchase | 432.5191
Target: Equity IRR | 10%
Recomputed with the threshold: Equity IRR | 10%
Gap (recomputed less target) | 0
Target hit | OK
Threshold: Relet: price at which even the relet outcome earns 10% ($m)
Relet: price at which even the relet outcome earns 10% ($m) | 652.4103 | 0: threshold input: the model's value, change it to test
Phase 1 outcome at lease end (renew, retrofit, relet or stranded) | relet
Market power price shock from the shock year | 0%
Phase 2 energization year | 3
Tenant load falls from year (0 = never) | 0
Phase 1 IT load after the fall | 45%
Phase 1 partial-load PUE after the fall | 1.55
Exit cap rate shift | 0%
Actual PUE of phase 1 | 1.4
Renewal rent reset, share of passing rent | 90%
Re-let colocation rent, $ per kW per month (year 10) | 120
Purchase price, $m | 652.4103
Phase 1 passing rent in the last lease year, $m | 60.8712
Year of ownership ($m unless marked) |  |  | 1 | 2 | 3 | 4 | 5 | 6 | 7 | 8 | 9 | 10 | 11
Landlord supply price, $ per MWh |  |  | 61 | 61 | 61 | 61 | 67 | 68.675 | 70.3919 | 72.1517 | 73.9555 | 75.8044 | 77.6995
Tariff billed to the tenant, $ per MWh |  |  | 74 | 75.48 | 76.9896 | 78.5294 | 80.1 | 81.702 | 83.336 | 85.0027 | 86.7028 | 88.4369 | 90.2056
Cost index |  |  | 1 | 1.03 | 1.0609 | 1.0927 | 1.1255 | 1.1593 | 1.1941 | 1.2299 | 1.2668 | 1.3048 | 1.3439
Phase 1 IT load, share of capacity |  |  | 80% | 80% | 80% | 80% | 80% | 80% | 80% | 80% | 80% | 80% | 80%
Phase 1 PUE |  |  | 1.4 | 1.4 | 1.4 | 1.4 | 1.4 | 1.4 | 1.4 | 1.4 | 1.45 | 1.45 | 1.45
Phase 1 halls in service (occupancy) |  |  | 100% | 100% | 100% | 100% | 100% | 100% | 100% | 100% | 0% | 55% | 85%
Phase 1 IT energy, MWh |  |  | 224256 | 224256 | 224256 | 224256 | 224256 | 224256 | 224256 | 224256 | 0 | 123340.8 | 190617.6
Phase 1 capacity rent |  |  | 52.992 | 54.0518 | 55.1329 | 56.2355 | 57.3602 | 58.5074 | 59.6776 | 60.8712 | 0 | 25.344 | 39.9514
Phase 1 energy margin |  |  | 2.422 | 2.8534 | 3.2935 | 3.7424 | 2.3166 | 2.2577 | 2.1951 | 2.1285 | 0 | 0.53653 | 0.82919
Phase 1 operations |  |  | 4.1 | 4.223 | 4.3497 | 4.4802 | 4.6146 | 4.753 | 4.8956 | 5.0425 | 6.4922 | 6.687 | 6.8876
Phase 2 capacity rent |  |  | 0 | 0 | 29.184 | 29.7677 | 30.363 | 30.9703 | 31.5897 | 32.2215 | 32.8659 | 33.5232 | 34.1937
Phase 2 IT energy, MWh |  |  | 0 | 0 | 112128 | 112128 | 112128 | 112128 | 112128 | 112128 | 112128 | 112128 | 112128
Phase 2 energy fee |  |  | 0 | 0 | 0.40366 | 0.40366 | 0.40366 | 0.40366 | 0.40366 | 0.40366 | 0.40366 | 0.40366 | 0.40366
Phase 2 operations |  |  | 0 | 0 | 1.6974 | 1.7484 | 1.8008 | 1.8548 | 1.9105 | 1.9678 | 2.0268 | 2.0876 | 2.1503
Management |  |  | 0.52992 | 0.54052 | 0.84317 | 0.86003 | 0.87723 | 0.89478 | 0.91267 | 0.93093 | 0.32866 | 0.58867 | 0.74145
NOI |  |  | 50.784 | 52.1418 | 81.1238 | 83.0607 | 83.1509 | 84.6365 | 86.1473 | 87.6836 | 24.4219 | 50.4442 | 65.5986
Major-repair reserve |  |  | 1.3 | 1.339 | 1.9096 | 1.9669 | 2.0259 | 2.0867 | 2.1493 | 2.2138 | 2.2802 | 2.3486 | 2.419
Phase 2 construction |  |  | 84 | 84 | 0 | 0 | 0 | 0 | 0 | 0 | 0 | 0 | 0
Lease-end capex (refresh, retrofit or fit-out) |  |  | 0 | 0 | 0 | 0 | 0 | 0 | 0 | 0 | 25.6 | 0 | 0
Cash flow before exit (NOI less reserve and capex) |  |  | -34.516 | -33.1972 | 79.2142 | 81.0938 | 81.1249 | 82.5498 | 83.998 | 85.4698 | -3.4583 | 48.0956 | 63.1796
Year 11 is the forward year: its NOI sets the exit value at the end of year 10.
Exit cap rate (outcome rate plus shift) | 7.25%
Year-11 phase 2 NOI | 32.1052
Year-11 phase 1 NOI (site costs if stranded) | 33.4935
Stranded: powered land less demolition | 0
Gross exit value | 904.8086
Net exit value (after exit costs) | 891.2365
Entry cost (price plus transaction costs) | 665.4585
Unlevered cash flow |  | 0 | 1 | 2 | 3 | 4 | 5 | 6 | 7 | 8 | 9 | 10
Unlevered cash flow (entry, operations, exit) |  | -665.4585 | -34.516 | -33.1972 | 79.2142 | 81.0938 | 81.1249 | 82.5498 | 83.998 | 85.4698 | -3.4583 | 939.3321
Unlevered IRR, IRR() over the row | 8.602%
Acquisition loan | 358.8257
Annual payment once amortization starts | 28.0698
Balloon at maturity (balance after the amortizing years) | 321.9579
New long lease signed before the refinancing (1 = yes, renew only) | 0
Refinancing amortization, years | 7
NOI the new lender counts (year after maturity, less reserve) | 29.7202
Debt service the DSCR allows | 21.2287
Loan sized by DSCR | 116.4293
Value at refinancing (NOI / exit cap rate) | 409.9339
Loan sized by loan to value | 225.4636
New loan (the lower of the two) | 116.4293
Refinancing cash to equity (negative: equity pays down) | -206.6929
Annual payment on the new loan | 21.2287
Debt schedule |  | 0 | 1 | 2 | 3 | 4 | 5 | 6 | 7 | 8 | 9 | 10
Opening balance |  |  | 358.8257 | 358.8257 | 358.8257 | 352.2855 | 345.3528 | 338.0043 | 330.2148 | 116.4293 | 102.7685 | 88.2197
Interest rate |  |  | 6% | 6% | 6% | 6% | 6% | 6% | 6% | 6.5% | 6.5% | 6.5%
Interest |  |  | 21.5295 | 21.5295 | 21.5295 | 21.1371 | 20.7212 | 20.2803 | 19.8129 | 7.5679 | 6.68 | 5.7343
Principal |  |  | 0 | 0 | 6.5402 | 6.9326 | 7.3486 | 7.7895 | 8.2569 | 13.6608 | 14.5488 | 15.4944
Closing balance |  |  | 358.8257 | 358.8257 | 352.2855 | 345.3528 | 338.0043 | 330.2148 | 321.9579 | 102.7685 | 88.2197 | 72.7253
Debt service |  |  | 21.5295 | 21.5295 | 28.0698 | 28.0698 | 28.0698 | 28.0698 | 28.0698 | 21.2287 | 21.2287 | 21.2287
DSCR: (NOI less reserve) / debt service |  |  | 2.2984 | 2.3597 | 2.822 | 2.889 | 2.8901 | 2.9409 | 2.9925 | 4.0261 | 1.043 | 2.2656
Lowest DSCR, years 5 to 7 (lock-up test) | 2.8901
Equity cash flow |  | 0 | 1 | 2 | 3 | 4 | 5 | 6 | 7 | 8 | 9 | 10
Debt cash flow (loan, service, refinancing, repayment) |  | 355.2374 | -21.5295 | -21.5295 | -28.0698 | -28.0698 | -28.0698 | -28.0698 | -234.7626 | -21.2287 | -21.2287 | -93.954
Equity cash flow |  | -310.2211 | -56.0455 | -54.7268 | 51.1444 | 53.0241 | 53.0552 | 54.48 | -150.7647 | 64.2411 | -24.687 | 845.3781
Equity IRR, IRR() over the row | 10%
Equity multiple (money back / money in) | 1.88
Equity at purchase | 310.2211
Target: Equity IRR | 10%
Recomputed with the threshold: Equity IRR | 10%
Gap (recomputed less target) | 0
Target hit | OK

## Checks
Checks: the figures printed in the book against the live workbook
Printed = the figure as printed in the book (facts.json, from the model). Gap = workbook minus printed value. Tolerance = half a unit of the last printed digit. The logic checks at the end test that the model holds together.
| Number of checks |  | 145
| PASS |  | 145
| FAIL (an error value counts as FAIL) |  | 0
| Overall status |  | PASS
# | Sheet | Key | Figure printed in the book, or logic check | Printed | Printed value | Workbook | Gap | Tolerance | Status
1 | Model | dc_rent1_y1 | Year-1 phase 1 capacity rent | $52.99 million | 52.99 | 52.992 | 0.002 | 0.005 | PASS
2 | Model | dc_rent1_y8 | Year-8 phase 1 capacity rent | $60.87 million | 60.87 | 60.8712 | 0.0011509 | 0.005 | PASS
3 | Model | dc_mwh | Phase 1 IT energy a year, MWh | 224,256 | 224256 | 224256 | 0 | 0.5 | PASS
4 | Model | dc_em1 | Year-1 energy margin | $2.42 million | 2.42 | 2.422 | 0.0019648 | 0.005 | PASS
5 | Model | dc_gapcost | Cost of the PUE gap, year 1 | $1.37 million | 1.37 | 1.368 | -0.0020384 | 0.005 | PASS
6 | Model | dc_cost2 | Phase 2 construction budget | $168 million | 168 | 168 | 0 | 0.5 | PASS
7 | Model | dc_rent2_y3 | Year-3 phase 2 rent | $29.18 million | 29.18 | 29.184 | 0.004 | 0.005 | PASS
8 | Model | dc_land | Powered land, phase 1 | $51.2 million | 51.2 | 51.2 | 0 | 0.05 | PASS
9 | Model | dc_retro | Retrofit cost, phase 1 | $83.2 million | 83.2 | 83.2 | 0 | 0.05 | PASS
10 | Debt | dc_eirr_base | Equity IRR, base case | 10.23% | 10.23% | 10.23% | 1.1114e-05 | 5.0001e-05 | PASS
11 | Debt | dc_eirr_power | Equity IRR, power +40% | 7.77% | 7.77% | 7.773% | 2.7957e-05 | 5.0001e-05 | PASS
12 | Debt | dc_dscr_shock | Lowest DSCR years 5 to 7 under the power shock | 1.88x | 1.88 | 1.8778 | -0.0022447 | 0.005 | PASS
13 | Debt | dc_eirr_pue130 | Equity IRR at PUE 1.30 | 10.75% | 10.75% | 10.75% | 6.4571e-06 | 5.0001e-05 | PASS
14 | Debt | dc_eirr_grid | Equity IRR, energized two years late | 8.16% | 8.16% | 8.162% | 1.8427e-05 | 5.0001e-05 | PASS
15 | Debt | dc_eirr_grid1 | Equity IRR, energized one year late | 9.14% | 9.14% | 9.139% | -1.1283e-05 | 5.0001e-05 | PASS
16 | Scenarios | dc_uirr_grid1 | Unlevered IRR, energized one year late | 7.90% | 7.9% | 7.9% | 1.8265e-06 | 5.0001e-05 | PASS
17 | Debt | dc_eirr_chips | Equity IRR, chips early | -3.19% | -3.19% | -3.186% | 3.8992e-05 | 5.0001e-05 | PASS
18 | Debt | dc_eirr_rates | Equity IRR, exit cap +75 bp | 8.70% | 8.7% | 8.699% | -1.3573e-05 | 5.0001e-05 | PASS
19 | Debt | dc_eirr_renew | Equity IRR, renew | 10.23% | 10.23% | 10.23% | 1.1114e-05 | 5.0001e-05 | PASS
20 | Model | dc_uirr_renew | Unlevered IRR, renew | 8.49% | 8.49% | 8.487% | -3.4364e-05 | 5.0001e-05 | PASS
21 | Model | dc_exit_renew | Net exit value, renew | $1,338.4 million | 1338.4 | 1338.4327 | 0.032736 | 0.05 | PASS
22 | Debt | dc_refi_renew | Refinancing cash to equity, renew | $221.8 million | 221.8 | 221.8105 | 0.010545 | 0.05 | PASS
23 | Debt | dc_eirr_retrofit | Equity IRR, retrofit | 10.69% | 10.69% | 10.69% | 2.3167e-05 | 5.0001e-05 | PASS
24 | Scenarios | dc_uirr_retrofit | Unlevered IRR, retrofit | 9.16% | 9.16% | 9.164% | 4.2036e-05 | 5.0001e-05 | PASS
25 | Scenarios | dc_exit_retrofit | Net exit value, retrofit | $1,585.4 million | 1585.4 | 1585.3643 | -0.0357 | 0.05 | PASS
26 | Debt | dc_refi_retrofit | Refinancing cash to equity, retrofit | -$328.9 million | -328.9 | -328.8758 | 0.024153 | 0.05 | PASS
27 | Debt | dc_eirr_relet | Equity IRR, relet | 3.56% | 3.56% | 3.564% | 3.9961e-05 | 5.0001e-05 | PASS
28 | Scenarios | dc_uirr_relet | Unlevered IRR, relet | 4.62% | 4.62% | 4.616% | -4.4075e-05 | 5.0001e-05 | PASS
29 | Scenarios | dc_exit_relet | Net exit value, relet | $891.2 million | 891.2 | 891.2365 | 0.036511 | 0.05 | PASS
30 | Debt | dc_refi_relet | Refinancing cash to equity, relet | -$328.9 million | -328.9 | -328.8758 | 0.024153 | 0.05 | PASS
31 | Debt | dc_eirr_stranded | Equity IRR, stranded | -2.98% | -2.98% | -2.979% | 9.3474e-06 | 5.0001e-05 | PASS
32 | Scenarios | dc_uirr_stranded | Unlevered IRR, stranded | 1.16% | 1.16% | 1.161% | 6.2523e-06 | 5.0001e-05 | PASS
33 | Scenarios | dc_exit_stranded | Net exit value, stranded | $529.5 million | 529.5 | 529.4891 | -0.010918 | 0.05 | PASS
34 | Debt | dc_refi_stranded | Refinancing cash to equity, stranded | -$328.9 million | -328.9 | -328.8758 | 0.024153 | 0.05 | PASS
35 | Valuation | dc_pv_lease | Present value of phase 1 NOI during the lease | $308.2 million | 308.2 | 308.2208 | 0.020766 | 0.05 | PASS
36 | Valuation | dc_cover | Share of the price the lease pays back | 34.2% | 34.2% | 34.25% | 0.00046752 | 0.0005 | PASS
37 | Inputs | dc_price | Purchase price | $900 million | 900 | 900 | 0 | 0.5 | PASS
38 | Valuation | dc_noi1 | Year-1 NOI | $50.8 million | 50.8 | 50.784 | -0.015955 | 0.05 | PASS
39 | Valuation | dc_goingin | Going-in cap rate | 5.64% | 5.64% | 5.643% | 2.6716e-05 | 5.0001e-05 | PASS
40 | Valuation | dc_direct | Direct capitalization, year-1 NOI | $923.3 million | 923.3 | 923.3463 | 0.046269 | 0.05 | PASS
41 | Valuation | dc_direct_stab | Direct capitalization, stabilized NOI less phase 2 cost | $1,307.0 million | 1307 | 1306.9776 | -0.022362 | 0.05 | PASS
42 | Valuation | dc_dcf_renew | DCF, renew | $995.9 million | 995.9 | 995.8686 | -0.031449 | 0.05 | PASS
43 | Valuation | dc_dcf_retrofit | DCF, retrofit | $1,054.5 million | 1054.5 | 1054.5274 | 0.027355 | 0.05 | PASS
44 | Valuation | dc_dcf_relet | DCF, relet | $726.2 million | 726.2 | 726.1579 | -0.042074 | 0.05 | PASS
45 | Valuation | dc_dcf_stranded | DCF, stranded | $557.1 million | 557.1 | 557.0767 | -0.02327 | 0.05 | PASS
46 | Valuation | dc_multiple | Platform multiple less phase 2 cost | $1,616.7 million | 1616.7 | 1616.7229 | 0.022942 | 0.05 | PASS
47 | Debt | dc_loan | Acquisition loan | $495.0 million | 495 | 495 | 0 | 0.05 | PASS
48 | Debt | dc_balloon | Balloon at year 7 | $444.1 million | 444.1 | 444.1409 | 0.040876 | 0.05 | PASS
49 | Debt | dc_equity0 | Equity at purchase | $427.9 million | 427.9 | 427.95 | 0.05 | 0.05 | PASS
50 | Debt | dc_refi_new_renew | New loan at year 7, renewed | $672.7 million | 672.7 | 672.6782 | -0.021796 | 0.05 | PASS
51 | Debt | dc_refi_new_short | New loan at year 7, not renewed | $116.4 million | 116.4 | 116.4293 | 0.029322 | 0.05 | PASS
52 | Thresholds | dc_shock_be | Threshold: shock for a zero year-5 margin | 11.0% | 11% | 11.01% | 0.00012765 | 0.0005 | PASS
53 | Thresholds | dc_shock_10 | Threshold: shock for a 10% equity IRR | 4.0% | 4% | 3.999% | -7.3607e-06 | 0.0005 | PASS
54 | Thresholds | dc_shock_lock | Threshold: shock for the DSCR lock-up | 156% | 156% | 155.6% | -0.00441 | 0.005 | PASS
55 | Thresholds | dc_reset_10 | Threshold: rent reset for 10% | 87.9% | 87.9% | 87.94% | 0.00043355 | 0.0005 | PASS
56 | Thresholds | dc_relet_10 | Threshold: relet rent for 10% | $246 | 246 | 246.1604 | 0.16039 | 0.5 | PASS
57 | Thresholds | dc_exitcap_10 | Threshold: exit cap rate for 10% | 6.36% | 6.36% | 6.359% | -9.6538e-06 | 5.0001e-05 | PASS
58 | Thresholds | dc_maxprice | Threshold: highest price for 10%, renew | $909.6 million | 909.6 | 909.609 | 0.0089624 | 0.05 | PASS
59 | Thresholds | dc_maxprice_relet | Threshold: price for 10%, relet | $652.4 million | 652.4 | 652.4103 | 0.01033 | 0.05 | PASS
60 | Debt | dc_refi_gap | Equity needed at the year-7 refinancing, not renewed | $328.9 million | 328.9 | 328.8758 | -0.024153 | 0.05 | PASS
61 | Valuation | dc_racks1 | Phase 1 racks | 2,133 | 2133 | 2133.3333 | 0.33333 | 0.5 | PASS
62 | Valuation | dc_racks2 | Phase 2 racks | 123 | 123 | 123.0769 | 0.076923 | 0.5 | PASS
63 | Valuation | dc_racks_ai | AI racks in 32 MW | 242 | 242 | 242.4242 | 0.42424 | 0.5 | PASS
64 | Valuation | dc_racks_next | Next-generation racks in 32 MW | 53 | 53 | 53.3333 | 0.33333 | 0.5 | PASS
65 | Valuation | dc_ai_ratio | AI rack over phase 1 ceiling | 5.3 | 5.3 | 5.28 | -0.02 | 0.05 | PASS
66 | Valuation | dc_rent_vs_cbre | Rent over CBRE asking rate | 75.0% | 75% | 74.98% | -0.00024449 | 0.0005 | PASS
67 | Valuation | dc_relet_vs_cbre | Relet threshold over CBRE asking rate | 134% | 134% | 133.7% | -0.0026079 | 0.005 | PASS
68 | Valuation | dc_mult_be | Break-even platform multiple | 13.2x | 13.2 | 13.1651 | -0.034931 | 0.05 | PASS
69 | Valuation | dc_shock_swing5 | Year-5 margin swing under the shock | $8.41 million | 8.41 | 8.4141 | 0.0040851 | 0.005 | PASS
70 | Model | logic | Base case: renew at lease end: unlevered IRR() sets NPV to zero | target | 0 | 1.1505e-10 | 1.1505e-10 | 1e-05 | PASS
71 | Debt | logic | Base case: renew at lease end: equity IRR() sets NPV to zero | target | 0 | 0 | 0 | 1e-05 | PASS
72 | Debt | logic | Base case: renew at lease end: loan balance never negative | target | 0 | 0 | 0 | 1e-09 | PASS
73 | Model | logic | Base case: cash flows add up (sum of unlevered flows = NOI - reserve - capex + exit - entry) | target | 0 | 0 | 0 | 1e-07 | PASS
74 | Debt | logic | Base case: the closed-form balloon equals the schedule's balance at maturity (year 7) | target | 0 | 0 | 0 | 1e-07 | PASS
75 | Debt | logic | Base case: loan less principal repaid in years 1 to 7 equals the balloon | target | 0 | 0 | 0 | 1e-07 | PASS
76 | Scenarios | logic | Outcome: retrofit to liquid cooling and a new lease: unlevered IRR() sets NPV to zero | target | 0 | 0 | 0 | 1e-05 | PASS
77 | Debt | logic | Outcome: retrofit to liquid cooling and a new lease: equity IRR() sets NPV to zero | target | 0 | 7.617e-12 | 7.617e-12 | 1e-05 | PASS
78 | Debt | logic | Outcome: retrofit to liquid cooling and a new lease: loan balance never negative | target | 0 | 0 | 0 | 1e-09 | PASS
79 | Scenarios | logic | Outcome: the tenant leaves, re-let to colocation customers: unlevered IRR() sets NPV to zero | target | 0 | 0 | 0 | 1e-05 | PASS
80 | Debt | logic | Outcome: the tenant leaves, re-let to colocation customers: equity IRR() sets NPV to zero | target | 0 | 0 | 0 | 1e-05 | PASS
81 | Debt | logic | Outcome: the tenant leaves, re-let to colocation customers: loan balance never negative | target | 0 | 0 | 0 | 1e-09 | PASS
82 | Scenarios | logic | Outcome: stranded (nobody takes the halls): unlevered IRR() sets NPV to zero | target | 0 | 5.6843e-12 | 5.6843e-12 | 1e-05 | PASS
83 | Debt | logic | Outcome: stranded (nobody takes the halls): equity IRR() sets NPV to zero | target | 0 | 0 | 0 | 1e-05 | PASS
84 | Debt | logic | Outcome: stranded (nobody takes the halls): loan balance never negative | target | 0 | 0 | 0 | 1e-09 | PASS
85 | Scenarios | logic | Power price +40% from year 5: unlevered IRR() sets NPV to zero | target | 0 | 0 | 0 | 1e-05 | PASS
86 | Debt | logic | Power price +40% from year 5: equity IRR() sets NPV to zero | target | 0 | 0 | 0 | 1e-05 | PASS
87 | Debt | logic | Power price +40% from year 5: loan balance never negative | target | 0 | 0 | 0 | 1e-09 | PASS
88 | Scenarios | logic | Grid delay: phase 2 energized in year 4: unlevered IRR() sets NPV to zero | target | 0 | 0 | 0 | 1e-05 | PASS
89 | Debt | logic | Grid delay: phase 2 energized in year 4: equity IRR() sets NPV to zero | target | 0 | 0 | 0 | 1e-05 | PASS
90 | Debt | logic | Grid delay: phase 2 energized in year 4: loan balance never negative | target | 0 | 0 | 0 | 1e-09 | PASS
91 | Scenarios | logic | Grid delay: phase 2 energized in year 5: unlevered IRR() sets NPV to zero | target | 0 | 0 | 0 | 1e-05 | PASS
92 | Debt | logic | Grid delay: phase 2 energized in year 5: equity IRR() sets NPV to zero | target | 0 | 0 | 0 | 1e-05 | PASS
93 | Debt | logic | Grid delay: phase 2 energized in year 5: loan balance never negative | target | 0 | 0 | 0 | 1e-09 | PASS
94 | Scenarios | logic | Chips early: load falls from year 5, stranded at lease end: unlevered IRR() sets NPV to zero | target | 0 | 9.436e-12 | 9.436e-12 | 1e-05 | PASS
95 | Debt | logic | Chips early: load falls from year 5, stranded at lease end: equity IRR() sets NPV to zero | target | 0 | 0 | 0 | 1e-05 | PASS
96 | Debt | logic | Chips early: load falls from year 5, stranded at lease end: loan balance never negative | target | 0 | 0 | 0 | 1e-09 | PASS
97 | Scenarios | logic | Exit cap rate +75 bp: unlevered IRR() sets NPV to zero | target | 0 | 2.2396e-11 | 2.2396e-11 | 1e-05 | PASS
98 | Debt | logic | Exit cap rate +75 bp: equity IRR() sets NPV to zero | target | 0 | 0 | 0 | 1e-05 | PASS
99 | Debt | logic | Exit cap rate +75 bp: loan balance never negative | target | 0 | 0 | 0 | 1e-09 | PASS
100 | Scenarios | logic | Phase 1 at its contract PUE of 1.30: unlevered IRR() sets NPV to zero | target | 0 | 0 | 0 | 1e-05 | PASS
101 | Debt | logic | Phase 1 at its contract PUE of 1.30: equity IRR() sets NPV to zero | target | 0 | 0 | 0 | 1e-05 | PASS
102 | Debt | logic | Phase 1 at its contract PUE of 1.30: loan balance never negative | target | 0 | 0 | 0 | 1e-09 | PASS
103 | Scenarios | logic | PUE 1.30 with the +40% power shock: unlevered IRR() sets NPV to zero | target | 0 | 8.5834e-11 | 8.5834e-11 | 1e-05 | PASS
104 | Debt | logic | PUE 1.30 with the +40% power shock: equity IRR() sets NPV to zero | target | 0 | 1.1494e-10 | 1.1494e-10 | 1e-05 | PASS
105 | Debt | logic | PUE 1.30 with the +40% power shock: loan balance never negative | target | 0 | 0 | 0 | 1e-09 | PASS
106 | Scenarios | logic | Power +40% and exit cap rate +75 bp (the portfolio's combined case): unlevered IRR() sets NPV to zero | target | 0 | 0 | 0 | 1e-05 | PASS
107 | Debt | logic | Power +40% and exit cap rate +75 bp (the portfolio's combined case): equity IRR() sets NPV to zero | target | 0 | 0 | 0 | 1e-05 | PASS
108 | Debt | logic | Power +40% and exit cap rate +75 bp (the portfolio's combined case): loan balance never negative | target | 0 | 0 | 0 | 1e-09 | PASS
109 | Thresholds | logic | Threshold: Power shock at which the year-5 energy margin reaches zero: unlevered IRR() sets NPV to zero | target | 0 | 0 | 0 | 1e-05 | PASS
110 | Thresholds | logic | Threshold: Power shock at which the year-5 energy margin reaches zero: equity IRR() sets NPV to zero | target | 0 | 0 | 0 | 1e-05 | PASS
111 | Thresholds | logic | Threshold: Power shock at which the year-5 energy margin reaches zero: loan balance never negative | target | 0 | 0 | 0 | 1e-09 | PASS
112 | Thresholds | logic | Threshold Power shock at which the year-5 energy margin reaches zero: the recomputed case hits its target | target | 0 | 0 | 0 | 1e-06 | PASS
113 | Thresholds | logic | Threshold: Power shock at which equity IRR falls to the 10% target: unlevered IRR() sets NPV to zero | target | 0 | 8.2991e-12 | 8.2991e-12 | 1e-05 | PASS
114 | Thresholds | logic | Threshold: Power shock at which equity IRR falls to the 10% target: equity IRR() sets NPV to zero | target | 0 | 0 | 0 | 1e-05 | PASS
115 | Thresholds | logic | Threshold: Power shock at which equity IRR falls to the 10% target: loan balance never negative | target | 0 | 0 | 0 | 1e-09 | PASS
116 | Thresholds | logic | Threshold Power shock at which equity IRR falls to the 10% target: the recomputed case hits its target | target | 0 | 0 | 0 | 1e-06 | PASS
117 | Thresholds | logic | Threshold: Power shock at which the lowest DSCR of years 5 to 7 reaches the lock-up: unlevered IRR() sets NPV to zero | target | 0 | 0 | 0 | 1e-05 | PASS
118 | Thresholds | logic | Threshold: Power shock at which the lowest DSCR of years 5 to 7 reaches the lock-up: equity IRR() sets NPV to zero | target | 0 | 1.7491e-10 | 1.7491e-10 | 1e-05 | PASS
119 | Thresholds | logic | Threshold: Power shock at which the lowest DSCR of years 5 to 7 reaches the lock-up: loan balance never negative | target | 0 | 0 | 0 | 1e-09 | PASS
120 | Thresholds | logic | Threshold Power shock at which the lowest DSCR of years 5 to 7 reaches the lock-up: the recomputed case hits its target | target | 0 | 0 | 0 | 1e-06 | PASS
121 | Thresholds | logic | Threshold: Renewal rent reset at which equity IRR falls to 10%: unlevered IRR() sets NPV to zero | target | 0 | 8.8676e-12 | 8.8676e-12 | 1e-05 | PASS
122 | Thresholds | logic | Threshold: Renewal rent reset at which equity IRR falls to 10%: equity IRR() sets NPV to zero | target | 0 | 0 | 0 | 1e-05 | PASS
123 | Thresholds | logic | Threshold: Renewal rent reset at which equity IRR falls to 10%: loan balance never negative | target | 0 | 0 | 0 | 1e-09 | PASS
124 | Thresholds | logic | Threshold Renewal rent reset at which equity IRR falls to 10%: the recomputed case hits its target | target | 0 | 0 | 0 | 1e-06 | PASS
125 | Thresholds | logic | Threshold: Relet: colocation rent needed for a 10% equity IRR ($ per kW per month): unlevered IRR() sets NPV to zero | target | 0 | 0 | 0 | 1e-05 | PASS
126 | Thresholds | logic | Threshold: Relet: colocation rent needed for a 10% equity IRR ($ per kW per month): equity IRR() sets NPV to zero | target | 0 | 0 | 0 | 1e-05 | PASS
127 | Thresholds | logic | Threshold: Relet: colocation rent needed for a 10% equity IRR ($ per kW per month): loan balance never negative | target | 0 | 0 | 0 | 1e-09 | PASS
128 | Thresholds | logic | Threshold Relet: colocation rent needed for a 10% equity IRR ($ per kW per month): the recomputed case hits its target | target | 0 | 0 | 0 | 1e-06 | PASS
129 | Thresholds | logic | Threshold: Renew: exit cap rate at which equity IRR falls to 10%: unlevered IRR() sets NPV to zero | target | 0 | 9.3223e-12 | 9.3223e-12 | 1e-05 | PASS
130 | Thresholds | logic | Threshold: Renew: exit cap rate at which equity IRR falls to 10%: equity IRR() sets NPV to zero | target | 0 | 0 | 0 | 1e-05 | PASS
131 | Thresholds | logic | Threshold: Renew: exit cap rate at which equity IRR falls to 10%: loan balance never negative | target | 0 | 0 | 0 | 1e-09 | PASS
132 | Thresholds | logic | Threshold Renew: exit cap rate at which equity IRR falls to 10%: the recomputed case hits its target | target | 0 | 0 | 0 | 1e-06 | PASS
133 | Thresholds | logic | Threshold: Renew: highest price that still earns 10% on equity ($m): unlevered IRR() sets NPV to zero | target | 0 | 1.0346e-11 | 1.0346e-11 | 1e-05 | PASS
134 | Thresholds | logic | Threshold: Renew: highest price that still earns 10% on equity ($m): equity IRR() sets NPV to zero | target | 0 | 0 | 0 | 1e-05 | PASS
135 | Thresholds | logic | Threshold: Renew: highest price that still earns 10% on equity ($m): loan balance never negative | target | 0 | 0 | 0 | 1e-09 | PASS
136 | Thresholds | logic | Threshold Renew: highest price that still earns 10% on equity ($m): the recomputed case hits its target | target | 0 | 0 | 0 | 1e-06 | PASS
137 | Thresholds | logic | Threshold: Relet: price at which even the relet outcome earns 10% ($m): unlevered IRR() sets NPV to zero | target | 0 | 0 | 0 | 1e-05 | PASS
138 | Thresholds | logic | Threshold: Relet: price at which even the relet outcome earns 10% ($m): equity IRR() sets NPV to zero | target | 0 | 0 | 0 | 1e-05 | PASS
139 | Thresholds | logic | Threshold: Relet: price at which even the relet outcome earns 10% ($m): loan balance never negative | target | 0 | 0 | 0 | 1e-09 | PASS
140 | Thresholds | logic | Threshold Relet: price at which even the relet outcome earns 10% ($m): the recomputed case hits its target | target | 0 | 0 | 0 | 1e-06 | PASS
141 | Debt | logic | Refinancing: new loan is the lower of DSCR and value sizing (renew) | target | 0 | 0 | 0 | 1e-09 | PASS
142 | Debt | logic | Non-renewal outcomes share one refinancing (relet equals stranded) | target | 0 | 0 | 0 | 1e-07 | PASS
143 | Scenarios | logic | Chips early: phase 1 rent in years 5 to 8 equals the base case | target | 0 | 0 | 0 | 1e-09 | PASS
144 | Valuation | logic | DCF of the renew case at its own unlevered IRR equals the entry cost | target | 0 | 1.1505e-10 | 1.1505e-10 | 1e-05 | PASS
145 | Debt | logic | Base case: the lowest DSCR of years 1 to 10 stays above the lock-up | target | 0 | 0 | 0 | 0 | PASS